## Inventario
# | Número de artículo | Descripción | Cantidad acumulada | Valor acumulado | Precio Unitario | Check | Valor Buscado | Diferencia
| SPEC-752/230/Q_c | Cosmetic 230 Console + Quad HP + Caliport in crate | 1 | 8530.88 | 8530.88 |  | 255926.4 | -247395.52
| SPEC-586/110/Q_c | Xcell 110 Console + Quad HP + Caliport in crate | 1 | 8253.95 | 8253.95 |  | 825395 | -817141.05
| SPEC-752/230/D_c | Cosmetic 230 Console + Dual HP + Caliport in crate | 5 | 40975.54 | 8195.108
| SPEC-752/230/S_c | Cosmetic 230 Console + Single HP + Caliport in crate | 2 | 13367.41 | 6683.705 |  | 668370.5 | -655003.09
285 | SPEC-745 | Leaseir SRF Console | 9 | 45743.07 | 5082.5633
186 | SPEC-1466 | MHR Dual BLEND Handpiece | 1 | 4379.59 | 4379.59 |  | 437959 | -433579.41
222 | SPEC-1393 | Leaseir MHR 230 Aesthetic | 1 | 4235 | 4235
446 | SPEC-212_c | Stage 6 MHR Xcell - 230 Console, Final Unpacked | 3 | 12465.43 | 4155.1433
| SPEC-683_c | Leaseir MHR-230-Aesth-b | 6 | 24811.4 | 4135.2333
474 | SPEC-1392 | Leaseir MHR 110 Aesthetic | 9 | 36787.39 | 4087.4878 |  | 408748.7778 | -371961.3878
| SPEC-225_c | Stage 6 MHR Xcell - 110 Console, Final Unpacked | 1 | 4035.88 | 4035.88
| SPEC-754/Q_c | Quad HP + Caliport packaged for sale | 1 | 3985.38 | 3985.38
| SPEC-711_c | QUAD-Aesth-Blend-b Handpiece | 1 | 3979.82 | 3979.82 | Cantidad
| SPEC-685_c | QUAD-Aesth-810-b Handpiece | 8 | 30430.73 | 3803.8412
477 | SPEC-687_c | Dual-Aesth-810-b Handpiece | 3 | 10563.75 | 3521.25
| SPEC-330 | LEASEIR DUAL 810-b Handpiece | 5 | 17501.56 | 3500.312
113 | SPEC-350 | Monocrom - 1ENSPSTM90-026, 808nm diode+Dual Prism | 29 | 101500 | 3500 | #N/A
| SPEC-1395 | Leaseir Dual Aesthetic Handpiece | 14 | 48849.31 | 3489.2364
293 | SPEC-1396 | Leaseir Quad Aesthetic Handpiece | 1 | 3413.73 | 3413.73 | #N/A
97 | SPEC-91 | LASER DIODE ENSPSTM038 | 18 | 59850 | 3325 | #N/A
| SPEC-93 | LASER DIODE ENSPSTM033 | 5 | 16625 | 3325
| SPEC-1441 | Quad LH-M [Quad diode M structure) (diodo quad MHR montado) | 1 | 3267.76 | 3267.76
| SPEC-479/110 | LEASEIR MHR LASER SYSTEM 110 CONSOLE | 1 | 3128.86 | 3128.86
| SPEC-903 | Monocrom Laser Diode, 20 bars, 810 nm , 200A, 4000W | 20 | 62300 | 3115
256 | SPEC-1440 | Dual LH-M [Dual diode M structure) (diodo dual MHR montado) | 3 | 9137.42 | 3045.8067 |  | 456871 | -447733.58
| SPEC-736 | Monocrom Laser Diode, 20 bars, 810 nm, 200A, 4000W | 29 | 83820 | 2890.3448
236 | SPEC-1313 | MHR DS 230V Chiller Cart | 6 | 6661.49 | 1110.2483
261 | SPEC-1418 | QM7 [1200W / 1500W Modular power supply] | 8 | 7800 | 975
| SPEC-1120 | PRJ_501-1-50135_C1 [Generador PCB] | 6 | 5400 | 900
| SPEC-1120/DF | PRJ_501-1-50135_C1 [Generador PCB] DEFECTUOSO | 2 | 1800 | 900
169 | SPEC-1402 | Quad 220V Aesthetic Packaging | 1 | 898.31 | 898.31
332 | SPEC-118 | Stage 1 MHR Xcell - 230 | 2 | 1266.63 | 633.315
| SPEC-104 | Water pump | 290 | 167936.84 | 579.0926
| SPEC-98 | Power Supply - Vega Lite 750 | 184 | 94760 | 515
500 | SPEC-142 | Hailea - HC500A - 230V | 16 | 6880 | 430
75 | SPEC-146 | Hailea - HC500A - 110V | 19 | 7600 | 400
307 | SPEC-1293 | PRJ_501-1-50114_B1 [SRF RF PCB] | 13 | 4866.29 | 374.33
| SPEC-1483 | MHR Ethernet painted back cover | 2 | 700 | 350
376 | SPEC-216 | MHR Console Back | 10 | 3400 | 340
367 | SPEC-746 | Leaseir SRF FC Handpiece | 7 | 2278.57 | 325.51
| SPEC-1423 | QM4 [550W / 650W Modular power supply] | 4 | 1180 | 295
| SPEC-1408 | MSP-600-36 [Switching power supply, 36V DC, 17.5A, 630W] | 18 | 4443.3 | 246.85
| FMAT-1 | SUELO DE RETENCIÓN PARA BIDONES - 150L | 1 | 246.69 | 246.69
145 | SPEC-51 | b Frontal Cover | 139 | 34146.12 | 245.6555
| SPEC-1417 | MSP-600-48 [Power Supply 48V 648W]" | 15 | 3602.85 | 240.19
| SPEC-1185 | LSR0952X0022 [MHR-A PBA MAIN BOARD] | 40 | 9462.8 | 236.57
| SPEC-1292 | PRJ_501-1-50110_C1 [SRF Control PCB] | 11 | 2533.3 | 230.3
| SPEC-116 | MIO-2263E-S3A1E | 318 | 72298.66 | 227.3543
| SPEC-470 | PCB Main Board MDD | 55 | 12294.04 | 223.528
| SPEC-748 | Leaseir SRF FS Handpiece | 7 | 1558.47 | 222.6386
| SPEC-594_c | MHR-b Umbilical Xcell | 38 | 8432.03 | 221.8955
| SPEC-255 | MHR Frontal Cover | 42 | 9118.83 | 217.115
| SPEC-749 | Leaseir SRF BS Handpiece | 7 | 1483.92 | 211.9886
| SPEC-480/230 | MHR 230 Wirings | 3 | 591.32 | 197.1067
| SPEC-99/DF | ASM-0278 [Touchscreen Advantech - IDK-1115R-50XGA1] DEFECTUOSO | 4 | 748.44 | 187.11
| SPEC-99 | Touchscreen - IDK-1115R-50XGA1 | 126 | 23575.41 | 187.1064
334 | SPEC-1161 | LSR0952X0009 [PCBA Cap Charger LML] | 3 | 537.75 | 179.25
38 | SPEC-1416 | MSP-600-24 [Power Supply 24V 648W] | 8 | 1386.4 | 173.3
111 | SPEC-258 | MHR CA Umbilical | 1 | 168.13 | 168.13
217 | SPEC-991 | 1222507 [Fan Cooling Heat Sink, Hollow Fin Device, 0.175 °C/W, 74 mm, 62 mm] | 11 | 1799.71 | 163.61 | #N/A
360 | SPEC-880 | Leaseir MHR Xcell Console Shipping Crate | 20 | 3174.4 | 158.72
| SPEC-148/DF | PCBA MHR-b Capcharger DF | 10 | 1585.5 | 158.55 |  | 200 |  | 75.9
211 | SPEC-148 | PCBA MHR-b Capcharger | 117 | 18550.35 | 158.55 |  | 14709.56
107 | SPEC-338 | CA CONSOLE MODULAR CONNECTOR | 70 | 11016.6 | 157.38 |  | 2175.76
| SPEC-1419 | CAD14ES [MHR DS Flightcase box] | 6 | 938.52 | 156.42 |  | 793.25
91 | SPEC-838 | Single-b, capillary, chrome coated | 89 | 12627.32 | 141.88 |  | 17678.57 |  | 15180
| SPEC-95 | Capacitor - LNR1H684MSE | 415 | 57633.24 | 138.8753 |  |  |  | 2498.57
305 | SPEC-95/DF | ASM-0404 [Capacitor - Nichicon LNR1H684MSE] DEFECTUOSO | 2 | 272.88 | 136.44 |  | 70714.28 |  | 60720
| SPEC-426/OER | Single Tip, Coated | 21 | 2742.81 | 130.61 |  |  |  | 9994.28
| SPEC-1071 | PTS-1195 [DS AC CHILLER TOP TRAY] | 4 | 509.76 | 127.44
| SPEC-841 | Dual-b, capillary welded | 65 | 7970.78 | 122.6274
| SPEC-701 | Dual-b, capillary, chrome coated | 155 | 18869.08 | 121.736
342 | SPEC-149 | PCBA MHR-b Mainboard | 98 | 11343.5 | 115.75
541 | SPEC-705 | Quad-b, capillary, chrome coated | 116 | 13281.29 | 114.4939
| SPEC-842 | Quad-b, capillary welded | 29 | 3283.34 | 113.2186
| SPEC-1163 | AHR Handpiece covers + hanger clip (2 carcasas + mecanizado Typi + soporte) | 9 | 1006.56 | 111.84
| SPEC-1021 | AHR COMPUTER LEVI HUMAN MACHINE INTERFACE | 89 | 9607.37 | 107.948
554 | SPEC-459/DF | ASM-0482.002 [ASM Quad Tip] CROMADA Y CON CAPILAR EQUALTIA DEFECTUOSO | 1 | 106.69 | 106.69
| SPEC-464/OER | ASM Dual Tip | 3 | 319.8 | 106.6
| SPEC-461/DF | ASM-0468.002 [ASM Single Tip] CROMADA Y CON CAPILAR EQUALTIA DEFECTUOSO | 1 | 106.6 | 106.6
| SPEC-1361 | WSRF-0001 [Mains_Box] | 20 | 2094.96 | 104.748
| SPEC-841/DF | Dual-b, capillary welded | 4 | 416 | 104
| SPEC-464 | ASM Dual Tip | 45 | 4661.95 | 103.5989
516 | SPEC-1097 | PTS-1279 [DS-B INSULATOR] | 3 | 308.78 | 102.9267
347 | SPEC-703 | Quad-b, capillary | 1 | 102.86 | 102.86
259 | SPEC-840 | Single-b, capillary welded | 32 | 3233.34 | 101.0419
368 | SPEC-930 | Frontal_cover_handle PTS-2291.001 | 23 | 2320.01 | 100.87
| SPEC-740 | Dual-b channels, chrome coated | 32 | 3159.04 | 98.72
377 | SPEC-17 | Quad-b channels | 98 | 9631.44 | 98.28
| SPEC-1056 | LSR0952X0006 [MHR-a PCBA CONTROL BOARD] | 34 | 3292.9 | 96.85
344 | SPEC-427/OER | Quad Tip, Coated | 47 | 4459.83 | 94.89
| SPEC-459 | ASM Quad Tip | 25 | 2369.29 | 94.7716
| SPEC-1079 | W2E142-BB01-01 [DS Axial fan,172x150x38mm] | 4 | 377.97 | 94.4925
| SPEC-842/DF | Quad-b, capillary welded | 102 | 9617.58 | 94.29
182 | SPEC-427/DF | Puntera Quad MHR Cromada (ACRO) CON DEFECTOS | 132 | 12355.2 | 93.6
| SPEC-428/DF | Puntera Dual MHR Cromada (ACRO) CON DEFECTOS | 108 | 10099.08 | 93.51
| SPEC-428/OER | Dual Tip, coated | 42 | 3927.42 | 93.51
47 | SPEC-1413 | TF51A-C24-W103 [TopsFlo DC Micro pump] | 9 | 841.12 | 93.4578
67 | SPEC-428 | Dual Tip, coated | 18 | 1670 | 92.7778
45 | SPEC-19 | Dual-b channels | 162 | 14929.92 | 92.16
| SPEC-283 | FOOT PEDAL | 17 | 1547 | 91
528 | SPEC-226/Pack_c | Quad caliport packaged for sale | 3 | 271.03 | 90.3433
| SPEC-427 | Quad Tip, Coated | 110 | 9780.4 | 88.9127
| SPEC-226 | Quad HP Calibration Port | 31 | 2727.14 | 87.9723
20 | SPEC-705/DF | Quad-b, capillary, chrome coated | 94 | 8220.3 | 87.45
| FMAT-2 | BANDEJA DE RETENCIÓN - 31L | 1 | 87 | 87
| SPEC-701/DF | Dual-b, capillary, chrome coated | 74 | 6332.18 | 85.57
171 | FMAT-11 | ROLLO UNIVERSAL 50x40cm | 1 | 83.65 | 83.65
| SPEC-1076 | PTS-1193 [DS AC CHILLER PVC MOUNT] | 4 | 334.43 | 83.6075
215 | SPEC-1436 | Carcasa pistola AHR + soporte (AHR r cover + hanger) | 11 | 916.96 | 83.36
| SPEC-741 | Quad-b channels, chrome coated | 130 | 10749.7 | 82.69
178 | SPEC-461 | ASM Single Tip | 26 | 2149.42 | 82.67 | #N/A
| SPEC-461/OER | ASM Single Tip | 15 | 1240.05 | 82.67
| SPEC-943 | Single-b 2024, capillary welded | 14 | 1141.98 | 81.57
| SPEC-1455 | Armotec PC | 62 | 4936.26 | 79.6171
| SPEC-1094 | PTS-0340 [DS CONNECTOR BOX] | 11 | 840 | 76.3636
| SPEC-362 | MHR-b R cover + Hanger | 68 | 5134.9 | 75.5132
155 | SPEC-234 | Single HP Calibration Port | 1 | 74.68 | 74.68 | #N/A
354 | SPEC-232 | Dual HP Calibration Port | 9 | 671.95 | 74.6611 | #N/A
| SPEC-232/Pack_c | Dual caliport packaged for sale | 3 | 223.83 | 74.61
| SPEC-339 | CA AC MAINS | 57 | 4250.03 | 74.5619
| SPEC-578 | Quad-b window | 64 | 4752 | 74.25
504 | SPEC-729 | Single-b channels, chrome coated | 128 | 9415.68 | 73.56
| SPEC-660 | Advantech -SQF-SHMM2-64G-S9C | 90 | 6353.1 | 70.59
| SPEC-18 | Single-b channels | 99 | 6914.16 | 69.84
| SPEC-426 | Single Tip, Coated | 10 | 696.87 | 69.687
| SPEC-986 | AHR Base | 9 | 602.37 | 66.93
| SPEC-826 | Quad Tip | 39 | 2582.93 | 66.229
| SPEC-151 | PCB Control Board | 124 | 8153 | 65.75
| SPEC-826/DF | PTS-2158.001 [Quad Tip] DEFECTUOSO | 192 | 12567.94 | 65.458
255 | SPEC-816/DF | PTS-2154.001 [Dual Tip] DEFECTUOSO | 35 | 2288.06 | 65.3731
| SPEC-97 | MHR Handpiece hardcase + Foam | 66 | 4187.37 | 63.445
66 | SPEC-1191 | Pedal guard | 26 | 1608.14 | 61.8515
309 | SPEC-1405 | AHR R cover + Hanger | 3 | 183.93 | 61.31 | #N/A
| SPEC-783 | 4G SO-DDR3-1600 RAM Memory | 67 | 4089.77 | 61.0413
174 | SPEC-994 | 902-978 [Thermostat IDNext 902-978] | 17 | 1035.47 | 60.91
| SPEC-1012 | AHR Shipping crate | 11 | 666.16 | 60.56
323 | SPEC-816 | Dual Tip | 96 | 5810.85 | 60.5297
| SPEC-782 | Quakertek Aldeba GT-6, Anhydrous Calcium Grease, 4.5 Kg Can | 2 | 120 | 60
| SPEC-1100 | PTS-1199 [DS AC CHILLER COVER FRONT] | 7 | 416.99 | 59.57
15 | SPEC-506 | Carcasa pistola MDD + soporte (MDD r cover + hanger) | 16 | 940.96 | 58.81
| SPEC-1430 | ALS70A134NF063 [85C - Screw Terminal Aluminum Capacitor] | 192 | 11283.84 | 58.77
185 | SPEC-928 | Single-b 2024, capillary, chrome coated | 55 | 3119.64 | 56.7207
| SPEC-529 | Norland Optical Adhesive - 68 | 1 | 54.75 | 54.75
184 | SPEC-1049 | 3116670 [SRF Vacuum filter, 1/8" cpl] | 8 | 427.84 | 53.48
539 | SPEC-739 | Quad Blend 14x24 Prism | 74 | 3945.68 | 53.32 | FUZHOU JYS
| SPEC-935 | Single 10.8x10.8 Prism | 49 | 2593.08 | 52.92
297 | SPEC-988 | AHR BACK V1 (Back cover) | 11 | 561.22 | 51.02
| SPEC-1048 | BD-07 [Boden BD-07 Micro Piston pump] | 36 | 1800 | 50
403 | SPEC-1203 | PTS-0936 [DS-b back Cover] | 4 | 200 | 50
| SPEC-1114 | PTS-1178 [SRF Generator Heatsink] | 29 | 1449.79 | 49.9928
471 | SPEC-329 | Base (blue painted) | 74 | 3681.32 | 49.7476
248 | SPEC-1454 | Armortec SSD | 90 | 4459.5 | 49.55
432 | SPEC-535 | Advantech - SSD 32Gb - Spare part | 15 | 706.95 | 47.13 | #N/A
| SPEC-929 | Single-b 2024, window | 69 | 3214.39 | 46.5854
| SPEC-738 | Dual Blend 12x14 Prism | 72 | 3312 | 46
| SPEC-1477 | Single/Dual/Quad MHR sensor | 28 | 1247.02 | 44.5364
| SPEC-50 | MHR-b HP Cover L | 73 | 3233.17 | 44.29
64 | SPEC-804 | TL-PA4010P Kit, Router 600 Mb/s, AV600 Passthrough Powerline Starter Kit | 29 | 1276 | 44
| SPEC-430 | Quad window | 104 | 4563.81 | 43.8828
465 | SPEC-251 | MHR top tray | 19 | 827.64 | 43.56
413 | SPEC-810 | Loctite 243, single component anaerobic threadlocking glue, 50 mL | 7 | 304.11 | 43.4443
| SPEC-823 | Single Tip | 441 | 18830.26 | 42.699
| SPEC-823/DF | PTS-2156.001 [Single Tip] DEFECTUOSO | 3 | 126.61 | 42.2033
| SPEC-426/DF | PTS-0490.002 [Single Tip, Coated] (ACRO) DEFECTUOSO | 27 | 1139.48 | 42.203
339 | SPEC-1501 | Quad 14x24 - Aesth Blend Prism | 103 | 4301.28 | 41.76 | #N/A
| SPEC-1480 | AHR umbilical Cord | 6 | 246.89 | 41.1483
119 | SPEC-818 | Tubo Araldite Adhesive, 5 min, 2x75 ml | 24 | 984 | 41 | #N/A
| SPEC-465_c | Sensors 10Bs | 6 | 240.84 | 40.14
| SPEC-202 | Shunt 30A-60mV | 98 | 3920 | 40
| FMAT-4 | CONTENEDOR PLÁSTICO 120L AMARILLO | 1 | 40 | 40
| FMAT-5 | CONTENEDOR PLÁSTICO 120L AZUL | 1 | 40 | 40
244 | FMAT-6 | CONTENEDOR PLÁSTICO 120L VERDE | 1 | 40 | 40
524 | SPEC-1412 | Pneumatic pedal | 26 | 1034.8 | 39.8
| SPEC-1022 | MSP-100-12 [AC/DC CONVERTER 12V 102W] | 7 | 276.92 | 39.56
| SPEC-824 | Finder modular contactor, 25 A, 4 poles, 3NO+1NC | 4 | 157.75 | 39.4375
| SPEC-431 | Dual window | 156 | 6135.56 | 39.3305
| SPEC-1334 | ASM-0335.001 [PCBA SRF Suction Sense] | 51 | 1974.72 | 38.72
| SPEC-730 | Single 8x8 Prism | 375 | 14420.24 | 38.454
379 | SPEC-348 | CA STOP SWITCH | 58 | 2229.64 | 38.4421
| SPEC-541 | Moludar contactor, 25A, 4 Poles | 58 | 2212.12 | 38.14
| SPEC-640 | SRF Top Tray | 10 | 376.7 | 37.67
| SPEC-1367 | WSRF-0007 [Console_Harting] | 14 | 523.74 | 37.41
| SPEC-914 | Loctite 270, anaerobic threadlocking glue, 50 ml | 24 | 882 | 36.75
| SPEC-1429 | PTS-2270 [Umbilical guide] | 16 | 586.08 | 36.63
| SPEC-769 | Gymcol Anaerobic Adhesive | 1 | 36.41 | 36.41
| SPEC-755 | Win 10 IoT Ent 2019 LTSC Entry | 211 | 7625.7 | 36.1408
| SPEC-1000 | CARCASA FRONTAL AHR | 4 | 144.14 | 36.035
150 | SPEC-721 | Single-b Window | 61 | 2196 | 36
417 | SPEC-1098 | TDEX6015/TH12G [DS Heatsink fan, 0.5K/W, 60 x 60 x 47mm] | 22 | 782.89 | 35.5859
234 | SPEC-24 | MHR-b Umbilical coupling | 796 | 28169.65 | 35.389
| SPEC-1269 | PTS-1274 [SRF Connector x2 cover with rods] | 75 | 2645.35 | 35.2713
| SPEC-636/DF | PTS-1929.001 [SRF Base 910 Painted] DEFECTUOSO | 8 | 280.72 | 35.09
| SPEC-636 | SRF Base 910 Painted, RAL 9010 | 4 | 140.36 | 35.09
41 | SPEC-1023 | MSP-100-24 [AC/DC CONVERTER 24V 108W] | 9 | 313.2 | 34.8
| SPEC-734 | Dual 13,5x14,5 Prism | 327 | 10976.35 | 33.5668
| SPEC-156 | PCBA MHR-b Caliport | 565 | 18927.5 | 33.5
| SPEC-573 | Dual-b Window | 171 | 5688.06 | 33.2635
509 | SPEC-1003 | MARCO ORDENADOR (AHR) | 7 | 229.43 | 32.7757 | #N/A
| SPEC-1069 | PTS-1209 [DS AC CHILLER X BASE 1] | 5 | 163.1 | 32.62
| SPEC-1070 | PTS-1204 [DS AC CHILLER X BASE 2] | 5 | 162.85 | 32.57
429 | SPEC-615 | MHR-b Hanger port | 21 | 677.56 | 32.2648 | #N/A
535 | SPEC-1001 | CARCASA SUPERIOR AHR | 29 | 919.99 | 31.7238
| SPEC-1188 | LSR0952X0020 [MHR-a PCBA HAND PIECE BUFFER] | 94 | 2956.3 | 31.45
| SPEC-354_c | Sensors 20Bs | 61 | 1915.09 | 31.3949
399 | SPEC-429 | Single window | 171 | 5294.16 | 30.96
480 | SPEC-932 | Single-b 2024, frame | 92 | 2784.83 | 30.2699
71 | SPEC-1046 | 1012673 [Alphacool Cape Corp Coolplex Pro 10LT reservoir] | 33 | 995.94 | 30.18
287 | SPEC-1078 | PTS-1200 [DS AC CHILLER COVER BACK] | 8 | 238.96 | 29.87
| SPEC-735 | Quad 25,5x14,5 Prism | 153 | 4546.2 | 29.7137
| SPEC-492/DF | PTS-0088.002 [Mains, Key, Fuse Enclosure] DEFECTUOSO | 28 | 823.96 | 29.4271
502 | SPEC-542 | Mains box - b | 57 | 1677.34 | 29.427
| SPEC-492 | Mains, Key, Fuse Enclosure | 56 | 1647.91 | 29.427
153 | SPEC-39 | MHR-b CaliQuad Body | 425 | 12377.87 | 29.1244
| SPEC-1348 | ASM-2256 [PCBA BS SUCTION] | 25 | 725.5 | 29.02
26 | SPEC-1289 | PTS-2332 [HP SRF Support] | 14 | 396.48 | 28.32
| SPEC-1088 | PTS-1031 [DS MAIN MOUNT] | 22 | 617.76 | 28.08
507 | SPEC-1054 | 09 14 006 0313 [x2 Hinged Frame 6B (a-b)] | 5 | 139.32 | 27.864
| SPEC-1219 | 107271 [FLAT RUBBER PEDAL] | 6 | 166.62 | 27.77
| SPEC-1368 | WSRF-0008 [Foot_Switch] | 19 | 516.34 | 27.1758
385 | SPEC-1370 | WSRF-0010 [Generator_Power] | 29 | 785.61 | 27.09
441 | SPEC-21 | Dual-b Frame | 372 | 9909.79 | 26.6392
| SPEC-23 | Quad-b Frame | 176 | 4663.59 | 26.4977
| SPEC-424 | Harting 8 signal female - 09 14 008 2734 | 33 | 869.72 | 26.3552
40 | SPEC-1220 | AD592CNZ [Temperature Sensor IC, Analogue, 0.5°C, -25 °C, 105 °C, TO-92, 3 Pins] | 25 | 657 | 26.28 | #N/A
391 | SPEC-646 | SRF Radiador tripe Alphacool (spec-646) | 18 | 471.06 | 26.17
| Spec-945 | Transistor MOSFET, PolarFET, Canal N, 200 A, 100 V, 0.0075 ohm, 5 V | 636 | 16628.46 | 26.1454
| SPEC-1035 | AHR Textil cover | 6 | 155.4 | 25.9
325 | SPEC-303/5M | IEC C19 Power Cord - Europa - 5 meters | 50 | 1294.2 | 25.884
| SPEC-774 | CRC Dust Free 360 cleaner,250mL | 16 | 413.31 | 25.8319
| SPEC-5 | b Mosfet Heat Spreader | 105 | 2706.77 | 25.7788
95 | SPEC-157 | PCBA MHR-b PS Relay | 256 | 6592 | 25.75
137 | SPEC-1443 | Filtro Schurter 3-124-295 | 74 | 1904.76 | 25.74 | #N/A
| SPEC-205 | b touch protector | 171 | 4382.39 | 25.628
| SPEC-205/DF | PTS-0815.003 [b touch protector] DEFECTUOSO | 43 | 1089.19 | 25.33
| SPEC-923/DF | Umbilical strain relief DF | 150 | 3798.25 | 25.3217
| SPEC-753 | Operator goggles 750-1100 nm O.D7+ | 98 | 2477.19 | 25.2774
| SPEC-689 | Harting 09 30 016 0301 Connector Cover Han 16B-HBM-double lever | 262 | 6581.18 | 25.119
| SPEC-1280 | ASM-1655 [SRF PCB PS] | 27 | 670.95 | 24.85
| SPEC-250 | Caliport (Calibay MHR) | 10 | 247.4 | 24.74
| SPEC-923 | Umbilical strain relief | 60 | 1475.29 | 24.5882
| SPEC-612 | Vernis Insulating Silicone Varnish- V 991 | 12 | 294.28 | 24.5233 | #N/A
| SPEC-1301 | PTS-0260 [SRF Umbillical Cover] | 91 | 2226.5 | 24.467
| SPEC-1117/DF | PTS-1161 [SRF BS RF Mount] DEFECTUOSO | 56 | 1369.42 | 24.4539
345 | SPEC-852 | Welding strip 60% Sn 40% Pb, 1mm 250g | 13 | 315.2 | 24.2462 | Aduana
| SPEC-829 | UHU Plus endfest 2K 90 min | 2 | 48 | 24
270 | SPEC-303/5M/DF | IEC C19 Power Cord - Europa - 5 meters DEFECTUOSO | 14 | 334.18 | 23.87
| SPEC-937 | MHR-b Umbilical strain relief support | 53 | 1260.18 | 23.777
| SPEC-154 | PCBA MHR-b HP Main | 391 | 9247.15 | 23.65
| SPEC-268 | HP Hanger Port | 97 | 2286.59 | 23.5731
209 | SPEC-436 | Mains EMI Filter - SFN2030B-16-06 | 73 | 1720.34 | 23.5663
| SPEC-36 | b - HP connector enclosure x4 (HARTBASE) | 255 | 5993.86 | 23.5053
| SPEC-543/DF | PTS-0226.003 [x4 Conn Cons Cover] DEFECTUOSO | 85 | 1995.8 | 23.48
| SPEC-543 | x4 Conn Cons Cover | 37 | 865.93 | 23.4035
| SPEC-36/DF | PTS-1646.002 [b- HP connector enclosure x4] DEFECTUOSO | 19 | 444.45 | 23.3921
286 | SPEC-256 | Stop switch EAO - 51-259.025 | 39 | 903.63 | 23.17
264 | SPEC-37 | MHR-b CaliSingle Body | 115 | 2631.2 | 22.88
| SPEC-456/DF | Han Modular x2 40A - HARTING 09 14 002 2701 DF | 6 | 135.9 | 22.65
| SPEC-725 | Single-b Frame | 123 | 2785.95 | 22.65
| SPEC-436/DF | PTS-0409 [Mains Emi filter - Schaffner SFN2030B-16-06] DEFECTUOSO | 100 | 2258 | 22.58
| SPEC-1345 | 09 14 006 0371 [Han hinged frame plus, for 2 modules a-b] | 3 | 67.18 | 22.3933
| SPEC-850 | Inox polishing paste | 1 | 22.36 | 22.36
| SPEC-487 | PCB Buffer ASM (placa PCB de los MDD, no de los MHR) | 56 | 1250.6 | 22.3321
| SPEC-1077 | PTS-1192 [DS AC CHILLER COVER BASE] | 17 | 379.61 | 22.33
| SPEC-280 | Operator goggles - ATD #52 780-830nm O.D6+ | 294 | 6496.76 | 22.0978
| SPEC-851 | SnPb60 FLUX B2.1 2 mm | 9 | 198 | 22
430 | SPEC-859 | SnPb60 FLUX 2.1 0.5 mm, 250g | 5 | 110 | 22
| SPEC-107 | RAM Memory - AQD-SD3L2GN16-SQ1 | 94 | 2052.96 | 21.84
| SPEC-108 | Connector x4 Hinged Frame - 09 14 016 0303 | 12 | 261.14 | 21.7617
469 | SPEC-1426 | PLC-RSC-12DC/21 [Interface Relay, DIN Rail Mount, 12V dc Coil, SPDT, 1-Pole] | 198 | 4233.24 | 21.38
| SPEC-1118 | PTS-1182 [SFR Generator heatsink mount] | 22 | 470.05 | 21.3659
| SPEC-1130 | 490-1317 [Peltier Module, 17.9W, 3.9A, 7.6V, 30 x 15mm] | 56 | 1186.61 | 21.1895
| SPEC-456 | Han Modular x2 40A - HARTING 09 14 002 2701 | 24 | 507.29 | 21.1371
| SPEC-1276 | 09 14 006 0361 [Han hinged frame plus, for 2 modules A-B] | 50 | 1056.3 | 21.126
| SPEC-1043 | 09 14 006 0303 [x2 Hinged Frame 6B (A-B)] | 56 | 1181.04 | 21.09
| SPEC-1109 | 126250 [CRM SYNERGIES Welding strip, 60% Sn 40% Pb, 1mm, 100GRMS] | 9 | 185.98 | 20.6644
| SPEC-1173 | LSR0952X0026 [MANHATTAN PCB MODULE] | 27 | 553.5 | 20.5
| SPEC-1126 | PTS-0267 [SRF FC Wedge] | 22 | 450.56 | 20.48
381 | SPEC-112 | Harting 09140022602 | 300 | 6045 | 20.15
| SPEC-1279 | VDW250-5G-2-01F-Q [Solenoid Valve, 3 port(s) , NO/NC, 24 V dc, 1/8in] | 12 | 241.49 | 20.1242
| SPEC-831 | Rear Lens | 52 | 1040.52 | 20.01
| SPEC-1176 | SILVER KING LIQUID METAL COMPOUND | 8 | 160 | 20
| SPEC-38 | MHR-b CaliDual Body | 175 | 3482.57 | 19.9004
144 | SPEC-31 | MHR-b caliport housing | 96 | 1877.62 | 19.5585
| SPEC-257 | Mains Power Switch - MSM_19_LA_CS_ST_2P | 45 | 868.82 | 19.3071
| SPEC-1333 | ASM-0332.001 [PCBA HP BS Board] | 87 | 1678.41 | 19.2921
| SPEC-605 | Legris black tube, 3mm OD, 1.8mm ID - 1025U030118 | 200 | 3856 | 19.28
| SPEC-815 | Kontakt Chemie PCB cleaner, 400 mL | 21 | 402.57 | 19.17
| SPEC-35 | MHR-b Umbilical Ferrule | 70 | 1318.29 | 18.8327
| SPEC-1304 | BAHÍA MHR COMPLETA EQUALTIA | 2 | 37.36 | 18.68
| SPEC-1124 | PTS-1164 [SRF BS applied] | 15 | 279.23 | 18.6153
| SPEC-453 | Airswitch - Herga 6872-AC | 91 | 1686.23 | 18.53
533 | SPEC-1386 | 286163 [AHR SWITCH PEDAL] | 52 | 963.56 | 18.53
| SPEC-1421 | ASM-1127 [SRF FC/FS Foam] | 16 | 288 | 18
404 | SPEC-1422 | ASM-1128 [SRF BS Foam] | 8 | 144 | 18 | #N/A
| SPEC-767 | Tangit PVC-U Special Adhesive | 8 | 144 | 18
450 | SPEC-100 | Wheel | 208 | 3734.69 | 17.9552
407 | SPEC-1117 | PTS-1161 [SRF BS RF Mount] | 9 | 158.75 | 17.6389
102 | SPEC-248 | Power-supply Enclosure | 18 | 311.58 | 17.31
369 | SPEC-1206 | 5130.0201 [16 IEC Appliance Inlet C20 with Filter] | 117 | 2021.76 | 17.28
| SPEC-1063 | 09 14 000 6353 [Connector Contact, Pneumatic, Out Dia 3mm, Pin, Crimp, Brass] | 28 | 482.44 | 17.23
| SPEC-1299 | PTS-1937 [FS Applier copper] | 24 | 410.46 | 17.1025
| SPEC-1025 | HR HANGER CONSOLE SIDE (SOPORTE PISTOLA ALUMIDE AHR) | 119 | 2025.38 | 17.02
411 | SPEC-1027 | HANGER PLUG AHR (SOPORTE PISTOLA AHR) (se entrega a Typi) | 100 | 1702 | 17.02
| SPEC-279 | Textile cover | 284 | 4686 | 16.5
278 | SPEC-1212 | PTS-0628 [DS QUICK CON COVER] | 25 | 411 | 16.44
| SPEC-1268 | PTS-0701 [MHR-DS PLATFORM HP HANGER PORT] | 48 | 780 | 16.25
| SPEC-987 | AHR TOP (Electronics support top cover) | 13 | 210.73 | 16.21
395 | SPEC-1125 | PTS-0258 [SRF FC Body] | 33 | 533.08 | 16.1539
552 | SPEC-1175 | NURAL 10 [REPAIR PUTTY BAR, 110grs] | 4 | 64 | 16
59 | SPEC-587 | Semiconductor thermal grease | 25 | 396.1 | 15.844
| SPEC-100/DF | ASM-1564 [Tente - 5947 UAP 100 P30-11 RAL7001] DEFECTUOSO | 113 | 1783.14 | 15.78
| SPEC-1011/DF | 00770444 [Caster wheel, 5947UAP100P30-11 9002/3000/7015 2.0, white] DEFECTUOSO | 58 | 915.24 | 15.78
| SPEC-1011 | 00770444 [Caster wheel, 5947UAP100P30-11 9002/3000/7015 2.0, white] | 50 | 789 | 15.78
| SPEC-1272 | 1817 00 10 [Cylindrical BSP female thread bushing G1/8, 19 mm] | 20 | 315.18 | 15.759
| SPEC-1 | MHR-b Top Tray | 100 | 1553 | 15.53
257 | SPEC-1010 | PLACA RUEDAS POLIETILENO AHR 430x395x20mm | 10 | 152.57 | 15.257
| SPEC-1008 | 3136218 [Un-Filtered IEC Power Entry Module, IEC C14, 10A, 250 VAC, 2-Pole Switch] | 15 | 227.8 | 15.1867
406 | SPEC-776 | IEC Appliance Inlet C20 with Filter | 90 | 1356.3 | 15.07
| SPEC-110 | Pneumatic contact female 4 mm - 09 14 000 6258 | 148 | 2228.34 | 15.0564
229 | SPEC-962 | HARA0501 [HC-300/500 PROBE 8cm] (sonda de temperatura) | 4 | 60 | 15
| SPEC-643 | SRF Hydraulic Mount | 5 | 73.6 | 14.72
| SPEC-1116 | PTS-1162 [SRF BS Tip Back] | 32 | 452.64 | 14.145
| SPEC-830 | Diode Base | 83 | 1166.46 | 14.0537
| SPEC-1230 | BOX OF NITRILE GLOVES SIZE 6 | 10 | 140 | 14
| SPEC-1172 | WHITE CELLULOSE PAPER ROLL | 5 | 70 | 14
311 | SPEC-1232 | BOX OF NITRILE GLOVES SIZE 8 | 5 | 70 | 14
439 | SPEC-1233 | BOX OF NITRILE GLOVES SIZE 9 | 4 | 56 | 14 | #N/A
501 | SPEC-773 | Tesa White duct tape 48mm x50m , 0.18mm thickness | 11 | 153.96 | 13.9964 | #N/A
353 | SPEC-1414 | MHR DS Painted Crate Mount | 5 | 68.9 | 13.78
| SPEC-910 | Silicone Thermal Grease, 2W/m·K | 2 | 27.1 | 13.55
| SPEC-265 | Screen support fixture | 40 | 538 | 13.45
189 | SPEC-419 | Connector console cover | 2 | 26.57 | 13.285
| SPEC-1095 | PTS-1217 [DS-B PUMP MOUNT] | 22 | 290.18 | 13.19
| SPEC-1127 | PTS-1170 [SRF FS tip mount] | 6 | 78.25 | 13.0417
| SPEC-32 | MHR-b Caliport back cover - Color RAL 7012 | 97 | 1260.48 | 12.9946
225 | SPEC-1136 | 21SBTF06DPXGB [DS CHILLER FEMALE RECTUS FITTING, BLUE, Tube ID 6mm] | 6 | 76.17 | 12.695
| SPEC-1366 | WSRF-0006 [FC_Temp_Sensor] | 11 | 139.53 | 12.6845
| SPEC-473 | PCB Lambda relay | 106 | 1335.4 | 12.5981
| SPEC-599 | SUPER GLUE BRUSH ON, 5G | 29 | 362.5 | 12.5
| SPEC-777 | Relay, DIN rail, 12VDC, 6A, SPDT | 519 | 6482.89 | 12.4911
| SPEC-281 | PAT patient blinds | 49 | 602.7 | 12.3
| SPEC-1133 | 21KBTF06DPXGR [DS CHILLER FEMALE RECTUS FITTING, RED, Tube ID 6mm] | 6 | 73.44 | 12.24
| SPEC-303/USA | IEC C19 Power Cord - USA | 78 | 948.64 | 12.1621
| SPEC-792 | 3M Heat Shrink Tubing, 1.5/0.5mm BK , -55<>135°C (rollo de 12m) | 60 | 728.86 | 12.1477
| IFU-14 | Leaseir MHR Xcell User Manual (Portuguese) | 18 | 217.36 | 12.0756
| SPEC-892 | Transparent polymer SINTEX MS | 40 | 480 | 12
| SPEC-1296 | PTS-1169 [FS Tip back] | 24 | 287.42 | 11.9758
| SPEC-1260 | 913-1049 [Jack Connector 6.35 mm Panel Mount Stereo Socket, 3Pole 5A] | 33 | 392.04 | 11.88
245 | SPEC-388 | CA LVDS | 302 | 3561.46 | 11.7929
448 | SPEC-1137 | PTS-1222 [SRF Gen Plate] | 19 | 219.64 | 11.56
| SPEC-30 | HP Hanger clip | 207 | 2380.97 | 11.5023
| SPEC-1427 | TG-02BZ-24-025 [DC Micro Gear Pump] | 20 | 225.26 | 11.263
493 | IFU-2_en | Leaseir MHR Xcell User Manual | 17 | 190.81 | 11.2241
| SPEC-10 | MHR-b PS Enclosure | 106 | 1177.66 | 11.11
| SPEC-303 | IEC C19 Power Cord - Europa | 33 | 359.08 | 10.8812
| SPEC-855 | Expandable Braided Tin Plated Copper Cable Sleeve, 12.5mm Diameter, 10m Length | 168.65 | 1818.97 | 10.7855
| SPEC-293 | Harting x2 40A male - 09 14 002 2601 | 160 | 1717.8 | 10.7363
| SPEC-111 | Pneumatic female contact 3mm - 09 14 000 6257 | 360 | 3773.52 | 10.482
| SPEC-34 | MHR-b Umbilical support | 248 | 2583.93 | 10.4191
| SPEC-1135 | 21SBTF06DPXB [DS CHILLER MALE RECTUS FITTING, BLUE, Tube ID 6mm] | 5 | 52.09 | 10.418
| SPEC-1134 | 21SBTF06DPXR [DS CHILLER MALE RECTUS FITTING, RED, Tube ID 6mm] | 5 | 52.07 | 10.414
| IFU-17 | Leaseir MHR Xcell Usage Protocol (English) | 22 | 228.94 | 10.4064
| SPEC-218 | Electronics Cover | 27 | 280.7 | 10.3963
| SPEC-647 | SRF Ventilador ref. NMB 05015SS-24R-00 (2672958 Farnell) | 40 | 415.12 | 10.378
121 | SPEC-844 | IEC C19 Power Cord - Brasil | 9 | 93.06 | 10.34
58 | SPEC-1073 | [DS DEEP SCREW-ON FLUSH HANDLE, BLACK] | 36 | 371.08 | 10.3078
| SPEC-1285 | PTS-2309 [SRF Gen Box Top] | 23 | 236.09 | 10.2648
312 | SPEC-108/DF | PTS-0431 [Connector x4 Hinged Frame - Harting 09 14 016 0303] DEFECTUOSO | 122 | 1241.96 | 10.18
563 | SPEC-155 | PCBA MHR-b Caliport socket | 319 | 3237.85 | 10.15
| FMAT-3 | SEPIOLITA SACO DE 20 KGs | 1 | 10 | 10
| SPEC-1052 | PTS-0248 [Umbilical HP FIT BS] | 35 | 349.56 | 9.9874
| SPEC-291 | Harting Hinged 4mod frame - 09 14 016 0313 | 120 | 1196.4 | 9.97
| SPEC-900 | Desoldering Mesh 40-3-10, 2mm x 3m, for lead-free soldering | 11 | 108.14 | 9.8309
549 | SPEC-1356 | G2RV-1-S-AP-G DC11 [Plug In Signal Relay, 12V dc Coil, 50mA Switching Current, SPDT] | 24 | 234.36 | 9.765
177 | SPEC-373 | CA KEYSWITCH | 57 | 549.02 | 9.6319
| SPEC-1072 | PTS-1198 [DS AC CHILLER TOP COVER] | 1 | 9.56 | 9.56
338 | SPEC-292 | Harting 8 signal male - 09 14 008 2634 | 116 | 1104.97 | 9.5256
| SPEC-196 | Terminal strip - mk 6/6 ref. 7906260000 | 129 | 1223.69 | 9.486
| SPEC-292/DF | Harting 8 signal male - 09 14 008 2634 /DF | 145 | 1373.15 | 9.47
| SPEC-1074 | PTS-1283 [EBM DS CHILLER MOUNT] | 8 | 75.2 | 9.4
62 | SPEC-951 | Suction syringe lubricant 200 cc | 9 | 84.6 | 9.4
| SPEC-1033 | 74272722 [Openable Ferrite Sleeve, 28 x 31 x 35.1mm] | 20 | 186.3 | 9.315
| SPEC-1044 | [X2 Locking lever] 09000005222 | 227 | 2096.34 | 9.235
| SPEC-29 | Cap 4 tubes | 116 | 1069.28 | 9.2179
| SPEC-1040 | 3107 04 00 [Fitting EQUAL CROSS 4mm] | 108 | 983.88 | 9.11
| SPEC-1057 | MHR-a PCB Lambda Relay | 2 | 18.17 | 9.085
424 | SPEC-40 | Painted MHR-b Hanger port mount | 189 | 1715.34 | 9.0759
124 | SPEC-946 | Special plastic adhesive | 7 | 62.93 | 8.99
| SPEC-1300 | PTS-2252 [SRF BS Spring holder] | 32 | 287.23 | 8.9759
| SPEC-474/AMZ | PCB 12V Thermostat Amazon | 49 | 436.59 | 8.91
228 | SPEC-164 | 80mm DC fan | 6 | 52.99 | 8.8317
| SPEC-1075 | PTS-1202 [DS AC CHILLER X BASE SPACER SQUARED] | 8 | 70.64 | 8.83
170 | SPEC-1369 | WSRF-0009 [RF_Data] | 20 | 175.44 | 8.772 | #N/A
436 | UM-4 | Leaseir MHR Laser System 110 and 230 User Manual (Spanish) | 10 | 87.29 | 8.729
| UM-6 | Leaseir MHR Laser System Hair Removal Protocol (Spanish) | 10 | 87.29 | 8.729
463 | SPEC-1317 | 680S3W3103L401 [3 Way Panel Mount D-sub Connector Plug, 6.85mm Pitch] | 92 | 799.76 | 8.693
| SPEC-1387 | 186-3012 [USB 2.0 Cable, length 1.8m] | 6 | 51.9 | 8.65
| SPEC-794 | Painted Hanger Port Spacer | 202 | 1743.45 | 8.6309
27 | SPEC-293/DF | Harting x2 40A male - 09 14 002 2601 | 127 | 1092.2 | 8.6 | #N/A
| SPEC-1091 | PTS-0182 [DS TOP TRAY] | 21 | 179.76 | 8.56
| SPEC-907 | PCB Buzzer Board Leaseir MHR Xcell | 119 | 1011.5 | 8.5
| SPEC-1235 | BLACK PALLET WRAPPING FILM ROLL | 8 | 68 | 8.5
| IFU-3_en | Leaseir MHR Xcell Cosmetic User Manual (English) | 19 | 161.49 | 8.4995
| SPEC-1371 | WSRF-0011 [Generator_Data] | 20 | 167.7 | 8.385
| SPEC-1391 | 082-97-RFX [RF/COAXIAL, N JACK, STRAIGHT, 50 OHM, SOLDER] | 113 | 942.76 | 8.343
| SPEC-193 | Replacement cover for TUK- SACKS3PM | 88 | 730.33 | 8.2992
99 | SPEC-1415 | Caliport Go Ring | 45 | 369.97 | 8.2216
| SPEC-607 | Fitting 90º M3_D3 - 3218 03 09 | 1060 | 8586 | 8.1
| IFU-13 | Leaseir MHR Xcell Cosmetic User Manual (Italian) | 10 | 80.16 | 8.016
544 | SPEC-374 | CA EMBEDDED 12VDC + UART | 55 | 439.89 | 7.998
371 | UM-10 | Leaseir MHR Laser System 110 and 230 User Manual (Italian) | 2 | 15.99 | 7.995 | #N/A
29 | UM-12 | Leaseir MHR Laser System Hair Removal Protocol (Italian) | 2 | 15.99 | 7.995
| SPEC-1340 | ASM-2259 [PCB pogopin FS] | 96 | 757.15 | 7.887
| SPEC-1364 | WSRF-0004 [HMI_serial] | 20 | 156.52 | 7.826
| SPEC-423 | Pneumatic male fitting Ø4 - Harting 09 14 000 6153 | 97 | 756.02 | 7.794
| SPEC-1362 | WSRF-0002 [Power_Supply] | 20 | 154.8 | 7.74
314 | SPEC-1456 | SRF Reeled wire | 5 | 38.4 | 7.68
74 | SPEC-682 | Conector RJ45 Cat5e hembra Amphenol Industrial serie LTW, de 8/8 vías (RS 7980701) | 70 | 537.25 | 7.675
| SPEC-387 | CA EXTENSION (VALVES,SENSOR NTC) | 78 | 597.01 | 7.654
| IFU-16 | Leaseir MHR Xcell Cosmetic Usage Protocol (English) | 10 | 76.23 | 7.623
| SPEC-1258 | PTS-1185 [SRF Gen Base] | 27 | 204.12 | 7.56
405 | OTH-2 | Microchip PIC18F8722-I/PT TQFP80 | 1190 | 8864.6 | 7.4492
365 | SPEC-1015 | AHR 220V Mains power cord 19.08.1018-50 | 14 | 104.21 | 7.4436
196 | SPEC-1026 | 231-310/026-000 [FEMALE TERM BLOCK PLUG 10POS 5.08MM] | 43 | 319.93 | 7.4402 | #N/A
416 | IFU-20 | Leaseir MHR Xcell Cosmetic Usage Protocol (Italian) | 9 | 66.5 | 7.3889
242 | SPEC-1295 | PTS-0263 [SRF umbilical ferrule] | 127 | 919.1 | 7.237 | #N/A
| SPEC-847 | MHR Side foam | 206 | 1464.33 | 7.1084
| SPEC-1164 | MHR HAIR REMOVAL PROTOCOL (SPANISH) | 97 | 688.99 | 7.103
455 | SPEC-1209 | PTS-0542 [MHR DS FOAM TOP] | 32 | 224 | 7
| SPEC-1210 | PTS-0544 [MHR DS FOAM WEDGE] | 18 | 126 | 7
495 | SPEC-1207 | PTS-0541 [MHR DS FOAM BASE BLIND] | 15 | 105 | 7
298 | SPEC-1208 | PTS-0543 [MHR DS FOAM BASE CUT] | 15 | 105 | 7
483 | SPEC-1104 | HSR-3000 18/6 [3M Heat Shrink Tubing, 18/6mm BK , -55<>135°C] | 10 | 70 | 7 | #N/A
| SPEC-1178 | TT0048.NG.C [Heat Shrink Tube, OD: 4.8mm, Color:Black] | 36 | 250.2 | 6.95
| SPEC-181 | Fitting EQUAL CROSS 6mm - 3107 06 00 | 26 | 180.18 | 6.93
| IFU-27 | Leaseir MHR Xcell Cosmetic Usage Protocol (French) | 15 | 103.57 | 6.9047
514 | IFU-8 | Leaseir MHR Xcell Cosmetic User Manual (French) | 22 | 151.03 | 6.865
| SPEC-1403 | PTS-2366 [HP Post seal L] SRF | 23 | 157.32 | 6.84
435 | SPEC-1053 | PTS-0247 [SRF HP FC Coupling] | 100 | 678 | 6.78
239 | UM-24 | Leaseir MHR Laser System Hair Removal Protocol (French) | 21 | 142 | 6.7619
| UM-22 | Leaseir MHR Laser System 110 and 230 User Manual (French) | 11 | 74.38 | 6.7618
| SPEC-1284 | PTS-2249 [SRF Gen Mount] | 27 | 181.71 | 6.73
321 | IFU-6 | Leaseir MHR Xcell Cosmetic Manual de Usuario (Spanish) | 16 | 106.64 | 6.665
221 | IFU-21 | Leaseir MHR Xcell Protocolo de Uso (Portuguese) | 12 | 79.91 | 6.6592
| SPEC-1324 | 970-015-030R121 [Zinc D Sub Backshell, 15 Way] | 61 | 402.6 | 6.6
| KIT-2 | KIT EMBOLSADO PARA EMPAQUETADO DE EQUIPOS XCELL/XCELL COSMETIC 110V | 2 | 13.11 | 6.555
| IFU-4_es | Leaseir MHR Xcell Cosmetic Usage Protocol (Spanish) | 25 | 162.33 | 6.4932
| SPEC-1404 | PTS-2368 [HP Post seal R] SRF | 9 | 58.32 | 6.48
214 | SPEC-1249 | AHR guía de inicio | 25 | 160.25 | 6.41
| SPEC-999 | S286A-2 [AHR Keyswitch] | 45 | 288 | 6.4
88 | SPEC-1092 | PTS-1277 [DS PS MOUNT] | 21 | 134.4 | 6.4
| SPEC-1028 | VS-40HF20 [DIODE STANDARD 200V 40A DO203AB] | 17 | 108.8 | 6.4
| SPEC-28 | Cap 1 tube | 131 | 837.09 | 6.39
| SPEC-291/DF | PTS-0566 [Harting Hinged 4mod frame - 09 14 016 0313] DEFECTUOSO | 100 | 614 | 6.14
487 | SPEC-1045 | Front Cover Blind | 64 | 391.81 | 6.122
| SPEC-33 | Hanger Port L | 166 | 1012.17 | 6.0974
| SPEC-1287 | PTS-0242 [SRF Hanger Port R] | 39 | 235.01 | 6.0259
| SPEC-1252 | 608-2RSL [ Single Row Deep Groove Ball Bearing- Both Sides Sealed 8mm I.D, 22mm O.D] | 25 | 150 | 6
| SPEC-1051 | 09 14 000 6252 [Pneumatic female contact 3mm] | 1191 | 7122.18 | 5.98
| SPEC-1297 | PTS-2257 [SRF FS Spring holder] | 41 | 244.45 | 5.9622
| SPEC-1237 | 09140006152 [Pneumatic contact male 3,0 mm] | 947 | 5646.02 | 5.962
| SPEC-9 | b Touchscreen support | 74 | 436.6 | 5.9
18 | SPEC-1139 | MHR BLENDED HAIR REMOVAL PROTOCOL | 84 | 491.99 | 5.857 | #N/A
| SPEC-4 | Crate Mount | 75 | 433.5 | 5.78
| SPEC-641 | SRF Filter Mount | 12 | 68.24 | 5.6867
| SPEC-366 | b HP trigger in mount | 7 | 39.46 | 5.6371
| SPEC-1017 | switch foot - pedal redondo, wire 1,5mts | 246 | 1385.15 | 5.6307
| SPEC-441 | Fitting M5 4mm 90 - 3169 04 19 | 21 | 116.5 | 5.5476
374 | SPEC-1250 | QUICK GUIDE AHR | 88 | 473.44 | 5.38
| SPEC-1409 | Leaseir AHR Hair Removal | 82 | 441.16 | 5.38
| SPEC-1314 | PTS-1086 [SRF Hanger Pocket Blind] | 5 | 26.9 | 5.38
| KIT-1 | KIT EMBOLSADO PARA EMPAQUETADO DE EQUIPOS XCELL/XCELL COSMETIC 220V | 52 | 275.5 | 5.2981
50 | SPEC-1372 | WSRF-0012 [Generator_Coaxial] | 20 | 103.2 | 5.16 | #N/A
52 | SPEC-27 | Cover, Silentblocks (Color RAL 7012) | 431 | 2211.01 | 5.13
421 | SPEC-452 | Multicomp S286B-1 Keyswitch | 31 | 158.5 | 5.1129
| SPEC-26 | Hanger port Spacer | 24 | 121.68 | 5.07
80 | SPEC-947 | UN1219 Isopropyl alcohol | 17 | 85 | 5
| SPEC-1420 | PTS-1126 [SRF HP Cardboard box] | 8 | 40 | 5
| SPEC-593 | Touchscreen gasket | 28.44 | 141.44 | 4.9733
| SPEC-1009 | PES-D18NO30D-P [Bahía M18 photo sensor] | 165 | 811.8 | 4.92
| SPEC-715 | RJ 45 Panel Mount Connector , female-female, Cat6 | 57 | 279.3 | 4.9
375 | SPEC-827 | MetalWork Automatic Fitting R15 Ø3 coupling M3 | 189 | 925.16 | 4.895
547 | SPEC-1450 | 74271222 [Split Ferrite Core, 12.5 mm, 265 ohms] | 112 | 545.55 | 4.871
| SPEC-140 | Fitting Bulkhead 8-8 - 3116 08 00 | 53 | 255.99 | 4.83
| SPEC-392 | CA VALVES AND PUMP CONTROL RELAY | 57 | 274.51 | 4.816
| SPEC-454 | Door Interlock NP2RX-BAG | 7 | 33.56 | 4.7943
| SPEC-298 | PVC hose L=1850mm | 897.4 | 4279.46 | 4.7687
| SPEC-1479 | Gatillo completo MHR | 190 | 903 | 4.7526
511 | SPEC-1031 | 74271132 [Openable Ferrite Sleeve, 36.3 x 24.2 x 19.7mm] | 89 | 420.53 | 4.7251
| UM-2 | Leaseir MHR Laser System Hair Removal Protocol (English) | 9 | 41.6 | 4.6222
| SPEC-1406 | AHR Hair Removal guide (guía AHR La Depilación) | 32 | 147.52 | 4.61 | #N/A
410 | SPEC-1170 | MHR QUICK START GUIDE WITH PEDAL (SPANISH) | 122 | 562.42 | 4.61
31 | SPEC-1182 | MHR QUICK START GUIDE WITH PEDAL (ENGLISH) | 61 | 281.21 | 4.61
442 | SPEC-1007 | REJILLA DE RESPIRACIÓN AHR 300x350x10mm | 8 | 36.78 | 4.5975
462 | SPEC-1273 | 3102 06 08 [Pneumatic fitting, Snap-fit, 6-8 mm] | 25 | 114.62 | 4.5848
199 | SPEC-3 | LNR Capacitor Enclosure | 86 | 393.88 | 4.58
274 | SPEC-899 | Desoldering Mesh 80-4-5, 2.8mm x 1.5m | 8 | 36.6 | 4.575
| SPEC-1259 | PTS-2242 [SRF Air pump base] | 20 | 91 | 4.55
| SPEC-440 | Fitting M5 4mm T - 3198 04 19 | 592 | 2685.31 | 4.536
| SPEC-1032 | 7427151 [Openable Ferrite Sleeve with key, 40 x 20 x 30mm] | 89 | 400.86 | 4.504
| SPEC-94 | Coolant filter - RTF2004 | 38 | 171 | 4.5
| SPEC-828 | UN1299 Novodec Acetone | 19 | 85.5 | 4.5
| SPEC-1241 | 406190124000 [PCB Mount Power Relay, 12V dc Coil, 16A Switching Current, SPDT] | 23 | 102.35 | 4.45
| SPEC-1305 | BAHÍA AHR COMPLETA (Caliport AHR complete assembly) | 6 | 26.7 | 4.45
| SPEC-188 | Fitting Y tube 6mm - 3140 06 00 | 4 | 17.64 | 4.41
| SPEC-359 | Melexis MLX 90615 | 1995 | 8406.93 | 4.214
| SPEC-1103 | HSR-3000 9/3 [3M Heat Shrink Tubing, 9/3mm BK , -55<>135°C] | 21 | 88.49 | 4.2138
| SPEC-254 | Fitting Bulkhead 6-6 - 3116 06 00 | 43 | 180.6 | 4.2
| SPEC-1264 | PFX530 [Fixed rubber foot, diameter 19 mm, screws M5 x 30 mm] | 16 | 67.2 | 4.2
| SPEC-333 | Straight Threaded Fitting M5_D4 - 3114 04 19 | 15 | 63 | 4.2
| SPEC-228 | MHR-b caliport filter | 336 | 1387.01 | 4.128
141 | SPEC-1360 | SRF PROTOCOL (ITALIAN) | 53 | 216.29 | 4.0809
226 | SPEC-1041 | 3140 04 00 [Fitting Y tube 4mm] | 40 | 158.4 | 3.96
536 | SPEC-358 | Diode IR Sensor Mount 10BS | 34 | 134.64 | 3.96
| SPEC-803 | Legris 3106_03_04, Union 4-3mm tube | 1051 | 4114.67 | 3.915
| SPEC-1485 | AHR 110V Mains power cord | 39 | 152.1 | 3.9
| SPEC-848 | MHR L/R U-foam | 30 | 116.99 | 3.8997
| SPEC-416 | O ring (cordón tórico de silicona, tubos de 5m) (meter a stock por mts) | 204.08 | 790.35 | 3.8727
| SPEC-245/DF | PTS-0071.003 [Caliport Support] DEFECTUOSO | 128 | 494.08 | 3.86
| SPEC-245 | Caliport Support | 32 | 123.52 | 3.86
319 | SPEC-133 | Motedis 28x515mm M8 | 102 | 391.27 | 3.836
| SPEC-153 | PCBA MHR-b HP trigger | 193 | 723.75 | 3.75
| SPEC-290 | Harting lever - 09 00 0005221 | 153 | 573.75 | 3.75
43 | SPEC-221 | Console label cover | 187 | 697.51 | 3.73
| SPEC-1019 | 831-3202 [AHR MALE TERM BLOCK PLUG 2POS 7.62MM] | 148 | 551.44 | 3.7259
| SPEC-1247 | HSR-3000 24/8 [3M Heat Shrink Tubing, 24/8mm BK , -55<>135°C] | 5 | 18.58 | 3.716
| SPEC-1112 | RT314012 [Relay, Power PCB Relay RT1 Series, Power, Non Latching, SPDT] | 88 | 326.48 | 3.71
| SPEC-1461 | PTS-2244.001 [SRF Valves base] | 7 | 25.9 | 3.7
437 | SPEC-184 | Fitting Union 6-8 mm - 3106 06 08 | 3 | 11.05 | 3.6833
| SPEC-119 | Fitting straight M5 to 6mm - 3181 04 19 | 123 | 451.9 | 3.674
447 | SPEC-1018 | 831-3102 [AHR FEMALE TERM BLOCK PLUG 2POS 7.62MM] | 140 | 511 | 3.65 | #N/A
129 | SPEC-1038 | 31160400 [Union 4-4mm] | 9 | 32.74 | 3.6378
143 | SPEC-386 | CA TOUCH CONTROLLER | 53 | 191.44 | 3.6121
| SPEC-1067 | 3106 04 08 [Fitting Union 4-8 mm] | 130 | 464.1 | 3.57
| SPEC-1167 | TT0127.NG.C [Heat Shrink Tube, OD: 12.7mm, Color:Black] | 88 | 313.89 | 3.5669
438 | SPEC-566 | Interlock protector | 224 | 792.96 | 3.54
84 | SPEC-381 | CA CAPACITOR CHARGE | 57 | 200.98 | 3.526
265 | SPEC-223 | Fuse Plate 110 | 61 | 213.5 | 3.5
280 | SPEC-1294 | PTS-1703 [SRF Fuse plate] | 14 | 49 | 3.5
| SPEC-894 | Alcohol for burning/Methanol - 1L | 9 | 31.5 | 3.5
484 | SPEC-1218 | 3180 08 00 [Y Tube-to-Tube Adaptor, Push In 8 mm] | 20 | 69.74 | 3.487
| SPEC-544 | CA TOUCH DC IN | 257 | 883.48 | 3.4377
449 | SPEC-1080 | 303-91-166 [Steel Finger Guard for 172mm Fan] | 2 | 6.86 | 3.43
| SPEC-1257 | C01200180620M [SRF FS Pogopin Spring, OD:3.05mm, 15.75mm free length] | 43 | 147.15 | 3.4221
| SPEC-361 | Molex 15131-0401, Pico-Lock-to-Pico-Lock Off-the -Shelf Cable Assembly,Female-Female, Single Row, 100mm Long, 4 circuits | 200 | 680 | 3.4
| SPEC-1042 | 3199 08 13 [Fitting 90º G 1/4''-8mm] | 22 | 73.75 | 3.3523
282 | SPEC-1458 | Frontal Blue Vinyl Sticker | 56 | 186.48 | 3.33
| SPEC-1453 | BLP05H6350XRG [LDMOS power transistor, 350W] | 15 | 49.26 | 3.284
28 | SPEC-327 | Legris - 3106 04 06 - Union 6-4mm | 618 | 1996.62 | 3.2308
| SPEC-347 | CA 48VDC PS OUTPUT | 57 | 181.37 | 3.1819
| SPEC-1086 | PTS-1032 [DS FRONT COVER MOUNT R] | 9 | 28.25 | 3.1389
| SPEC-1087 | PTS-1037 [DS FRONT COVER MOUNT L] | 9 | 28.25 | 3.1389
| SPEC-180 | Fitting Elbow 1/8 to 8mm - 3199 08 10 | 30 | 92.91 | 3.097
427 | SPEC-648 | Legris 90 deg 1/4_6mm 31990613 | 141 | 436.67 | 3.097
| SPEC-356 | Diode IR Sensor Mount 20BS | 186 | 559.86 | 3.01
| SPEC-384 | CA PHOTODIODES | 97 | 291.97 | 3.01
| SPEC-222 | Fuse plate 230 | 53 | 159 | 3
| SPEC-595 | Fuse plate 110-130 | 29 | 87 | 3
| SPEC-786 | Heat Shrink Tube Ø1.6mm, -75ºC ~ +150ºC, Color:Black] | 15.2 | 44.92 | 2.9553
| SPEC-1256 | C01200200880M [SRF BS Pogopin Spring, OD:3.05mm, 22.35mm free length] | 97 | 286.15 | 2.95
115 | SPEC-379 | CA 12-24VDC INPUT MAINBOARD | 57 | 166.67 | 2.924
| SPEC-1030 | 74270090 [Ferrite Ring Axial Ferrite Bead] | 47 | 137.29 | 2.9211
428 | SPEC-441/METALWORK | Racor acodado 2L31001 Metalwork | 86 | 251.02 | 2.9188
517 | SPEC-798/DF | PTS-2143.001 [Cap 4 tubes-b] DEFECTUOSO | 110 | 312.29 | 2.839
| SPEC-1451 | SRF DIN Rail | 8 | 22.64 | 2.83
308 | SPEC-1357 | 3199 06 19 [Fitting Elbow M5 to 6mm] | 14 | 39.38 | 2.8129
| SPEC-139 | Suction Al tube | 95.31 | 266.87 | 2.8
| SPEC-898 | MINI STRETCH FILM 23 MICRON 100MM X 125M | 13 | 36.4 | 2.8
188 | SPEC-182 | Fitting Union 8-6mm - 3182 08 00 | 63 | 173.88 | 2.76
| SPEC-179 | Fitting 90 degree 6mm to 1/8 - 3199 06 10 | 38 | 104.88 | 2.76
| SPEC-425 | Capillary | 215.6 | 594.42 | 2.7571
146 | SPEC-389 | CA AC COOLING UNIT (FILTER INPUT, COMPRESSOR) | 57 | 156.86 | 2.7519 | NOROESTE/BMA
254 | SPEC-796/DF | PTS-2142.001 [Cap 1 tube-b] DEFECTUOSO | 73 | 199.8 | 2.737
| SPEC-455 | Pneumatic x3 Body - Harting 09 14 003 4501 | 159 | 430.26 | 2.706
400 | SPEC-210 | Leaseir Logo Front Sticker | 127 | 342.9 | 2.7
| SPEC-289 | HP sticker cover | 681 | 1832.8 | 2.6913
| SPEC-1365 | WSRF-0005 [Touch _Data] | 11 | 29.33 | 2.6664
568 | SPEC-1253 | 1712591 [M4 Anti Vibration Mount, Male to Female Bobbin, 5.5kg Compression Load] | 110 | 291.61 | 2.651 | #N/A
| SPEC-420 | Connector M5 ferrule | 95 | 251.75 | 2.65
571 | SPEC-1084 | 300-13-153 [DPST, On-Off Rocker Switch Panel Mount] | 65 | 171.97 | 2.6457
| SPEC-817 | 3M Heat Shrink Tubing, 3/1mm BK , -55<>135°C (rollo de 10m) | 131.54 | 347.97 | 2.6454
202 | SPEC-247 | Power-supply Mount | 19 | 49.97 | 2.63
| SPEC-187 | Push in fitting RL31 Ø 6 1/8 - 2L31008 | 135 | 352.75 | 2.613
570 | SPEC-367 | HP Seal 810 | 653 | 1697.8 | 2.6 | #N/A
| SPEC-718 | HP Seal Blend | 408 | 1060.8 | 2.6
| SPEC-845 | MHR Back foam | 114 | 288.02 | 2.5265
512 | SPEC-798 | Cap 4 tubes-b | 332 | 830.9 | 2.5027
| SPEC-896 | ADHESIVE TAPE 48mmx45m | 24 | 60 | 2.5
| SPEC-325 | Warranty Seal | 2 | 5 | 2.5
| SPEC-788 | USB 2.0 Cable | 115 | 285.04 | 2.4786
| SPEC-819 | 3M Heat Shrink Tubing, 6/2mm BK , -55<>135°C (precio por metro) | 71.01 | 175.52 | 2.4718
| SPEC-439 | Mains IEC C20 Socket | 25 | 61.58 | 2.4632
464 | SPEC-998 | 231633 [MALE TERM BLOCK PLUG 3POS 5.08MM] | 4 | 9.73 | 2.4325
| SPEC-796 | Cap 1 tube-b | 318 | 762.37 | 2.3974
| SPEC-369 | Multimec 5GTH9XX | 768 | 1794.05 | 2.336
| SPEC-965 | 094901 [Hydrating Conductor Spray, 250ml] | 13 | 30.03 | 2.31
425 | SPEC-891 | Cap for 5x20mm fuse holder | 85 | 192.95 | 2.27 | #N/A
160 | SPEC-422 | M3 nut cover | 139 | 310.17 | 2.2314
394 | SPEC-1089 | PTS-0232 [DS SCREEN MOUNT] | 29 | 64.38 | 2.22 | #N/A
| SPEC-1156 | 3D LEASEIR RESIN LOGO STICKER | 233 | 516.1 | 2.215 | #N/A
505 | UM-1 | Leaseir MHR Laser System 110 and 230 User Manual (v6_en_Jun 12 2023_English) | 305 | 673.24 | 2.2073
116 | SPEC-1081 | PTS-0632 [DS SERIAL COVER] | 15 | 33 | 2.2
| SPEC-565 | Frontal Cover gasket | 450.24 | 986.03 | 2.19
| SPEC-1335 | 1A-004-14 [Lt. Gray Vacuum Drain Tubing 7/16" PVC] | 168.25 | 364.26 | 2.165
| SPEC-1171 | MHR QUICK START GUIDE WITHOUT PEDAL (SPANISH) | 101 | 217.25 | 2.151 | #N/A
| SPEC-252 | Solenoid Valve - RSC-1 | 421 | 905.36 | 2.1505
| SPEC-1363 | WSRF-0003 [HMI_Power] | 20 | 43 | 2.15
| SPEC-1111 | 74270091 [Ferrite Core, Cylindrical, 386 ohm, 12.7 mm Length, 9.5 mm ID, 17.5 mm OD] | 118 | 253.47 | 2.1481
| SPEC-1278 | 176-2279 [pneumatic silencer, brass, 12 bar, threaded, male G 1/8] | 25 | 53.22 | 2.1288
| SPEC-106 | Silentblock - 107083 | 824 | 1739.24 | 2.1107
258 | SPEC-70 | CPU Heatsink | 175 | 367.87 | 2.1021
| SPEC-589 | M-F Hex Standoff Spacer, M5, 8mm Hex size, 10mm Long ,8 mm Thread size, Brass | 1117 | 2345.7 | 2.1
| SPEC-377 | CA 12VDC CHARGER BOARD | 95 | 196.08 | 2.064
190 | SPEC-382 | Quad insulator | 342 | 697.68 | 2.04
363 | SPEC-1140 | MHR BLENDED HAIR REMOVAL BROCHURE (ENGLISH) | 203 | 406 | 2
| SPEC-1144 | MHR HIGH POWER DIODE LASER BROCHURE (SPANISH) | 174 | 348 | 2
290 | SPEC-1141 | DS HIGH POWER DIODE LASER BROCHURE (ENGLISH) | 156 | 312 | 2
94 | SPEC-1160 | MHR HIGH POWER DIODE LASER BROCHURE (ENGLISH) | 151 | 302 | 2
| SPEC-1180 | MHR HIGH POWER DIODE LASER BROCHURE (FRENCH) | 141 | 282 | 2
| SPEC-1146 | MHR HIGH POWER DIODE LASER BROCHURE (ITALIAN) | 104 | 208 | 2
370 | SPEC-775 | EPDM adhesive sheet 12x12x3mm | 102 | 204 | 2
132 | SPEC-1142 | DS HIGH POWER DIODE LASER BROCHURE (PORTUGUESE) | 90 | 180 | 2
133 | SPEC-1388 | 39.077/200 [RJ-45 data transmission connection, 2m, CAT6, 28AWG] | 17 | 34 | 2
207 | SPEC-1482 | BIOS CMOS (pila amarilla) | 55 | 109.71 | 1.9947
| SPEC-996 | RTF2016 [AHR coolant filter] | 157 | 312.43 | 1.99
| SPEC-390 | CA AC COOLING UNIT (FILTER LOAD, RELAY INPUT) | 57 | 112.75 | 1.9781
| SPEC-1039 | 2L31002 [Metalworks - 2L31002 - Push in fitting RL31 Ø 4 1/8] | 155 | 303.8 | 1.96
| SPEC-901 | CLEAR DUCT TAPE 48mmx66m | 28 | 54.6 | 1.95
263 | SPEC-905 | Mosfet source strip | 63 | 120.96 | 1.92
| SPEC-152 | PCBA Modular Ir Sensor | 334 | 634.6 | 1.9
| SPEC-1377 | WSRF-0017 [Vacuum_Pump] | 20 | 37.84 | 1.892
488 | SPEC-1378 | WSRF-0018 [Hydraulic_Pump] | 20 | 37.84 | 1.892 | #N/A
| SPEC-906 | Cap Charger Ground Strip | 73 | 137.8 | 1.8877
| SPEC-1240 | 31060400 [Fitting union 4-4mm] | 130 | 243.76 | 1.8751
418 | SPEC-997 | 231303 [FEMALE TERM BLOCK PLUG 3POS 5.08MM] | 26 | 48.39 | 1.8612
| SPEC-438/DF | ASM-0408 [Fuse socket 5x20mm - Littelfuse Inc.- 82000000005] DEFECTUOSO | 13 | 24.18 | 1.86
53 | SPEC-1143 | DS HIGH POWER DIODE LASER BROCHURE (SPANISH) | 261 | 482.85 | 1.85
| SPEC-1145 | MHR HIGH POWER DIODE LASER BROCHURE (FRENCH) | 100 | 185 | 1.85
| SPEC-1179 | MHR HIGH POWER DIODE LASER BROCHURE (PORTUGUESE) | 99 | 183.15 | 1.85
566 | SPEC-1181 | MHR BLEND HIGH POWER DIODE LASER BROCHURE (SPANISH) | 179 | 331.15 | 1.85
| SPEC-438 | Fuse socket 5x20mm - Littelfuse Inc.- 82000000005 | 25 | 46.19 | 1.8476
| SPEC-1355 | 746600330R [PCB Terminal, BUSH, SMD Open, Brass, 4.5 mm, Tin, REDCUBE WP-THRBU] | 140 | 258.56 | 1.8469
| SPEC-1183 | SRF BROCHURE - FOLLETO SRF PLATAFORMA INTEGRAL CELULITE E REMODELAÇAO (PORTUGUÉS) | 107 | 197.2 | 1.843
230 | SPEC-1298 | PTS-1167 [FS applied cylinder] | 36 | 65.77 | 1.8269
318 | SPEC-1288 | PTS-2329 [SRF Support Adapter_logo] | 62 | 112.22 | 1.81
| SPEC-375 | CA CHILLER ENABLE | 57 | 102.94 | 1.806
| SPEC-380 | CA PS INPUT | 57 | 102.94 | 1.806
289 | SPEC-995 | 2022864 [CABLE GLAND V-TEC M16X1,5 GRCL] | 81 | 144.75 | 1.787
164 | SPEC-653 | Legris 3181_06_19 Fitting Round Body M5-6mm | 103 | 181.69 | 1.764
49 | SPEC-318 | CA MODULAR IR SENSOR | 361 | 634.47 | 1.7575
451 | SPEC-525 | Anti-tip label - TIP-N-TELL | 261 | 457.79 | 1.754
355 | SPEC-229 | MHR-b Caliport diffuser | 209 | 365.99 | 1.7511
| SPEC-376 | CA MOSFET SOURCE | 191 | 333.95 | 1.7484
| SPEC-1308 | PTS-0261 [SRF Con Label Cover] | 69 | 117.84 | 1.7078
| SPEC-1457 | Leaseir SRF Brochure (Spanish) | 159 | 270.3 | 1.7
| SPEC-1411 | Leaseir SRF BROCHURE (English) | 156 | 265.2 | 1.7
503 | SPEC-1251 | QT-8 [ Grey Elastomer 888mm Cable Grommet] (Pasamuros Icotek) | 45 | 74.52 | 1.656
352 | SPEC-1061 | S4BBB [Audio Connector, 3 Contacts, Jack, 6.35mm, PCB Mount, Nickel Plated Contacts] | 97 | 156.17 | 1.61
| SPEC-1484 | 95.15.2SMA ZÓCALO Y CLIP [RELAY SOCKET, 8PIN, 10A, 250V, TH, BLUE] | 15 | 24 | 1.6
| SPEC-881 | Push-in fitting Ø4mm x M5, Straight, Cylindrical, Male | 35 | 55.04 | 1.5726
| SPEC-1320 | 1100U08R08 [Legris clear tube OD 8mm] | 214.25 | 323.95 | 1.512
393 | SPEC-1376 | WSRF-0016 [Generator_Fan] | 18 | 27.09 | 1.505
555 | SPEC-320 | Lanyard Screw 10258/AS-M3 | 878 | 1317 | 1.5
| SPEC-588 | M-F Hex Standoff Spacer, M3, 5mm Hex size, 10mm Long ,8 mm Thread size, Brass | 620 | 930 | 1.5
| SPEC-370 | Switch Holder | 612 | 918 | 1.5
569 | SPEC-357 | Diode IR Sensor TIp Mount | 469 | 703.5 | 1.5
| SPEC-1302 | PTS-1090 [SRF Switch Holder] | 97 | 145.5 | 1.5
| SPEC-353 | Dual insulator | 96 | 144 | 1.5
250 | SPEC-933 | Single-b 2024, insulator | 46 | 69 | 1.5
125 | SPEC-897 | ADHESIVE TAPE 29mmx45m | 32 | 48 | 1.5
409 | SPEC-391 | CA AC COOLING UNIT (FILTER OUTPUT, COMPRESSOR OUTPUT AND CHILLER FAN) | 57 | 84.32 | 1.4793
| SPEC-497 | Leaseir MHR Laser System Handpiece Single 810 - English version | 4 | 5.62 | 1.405
| SPEC-406 | Blue tube OD.8mm, ID.5.5mm, 25mts - 1025U08 04 | 376.115 | 528.07 | 1.404
| SPEC-511 | M-F Hex Standoff Spacer, M3-10-5-2, 5mm, 10mm Long, M3, Brass | 98 | 137.2 | 1.4
| SPEC-282 | YAXINY 002192 LANYARD | 1446 | 2012.2 | 1.3916
361 | SPEC-1101 | PTS-1203 [DS AC CHILLER X BASE SPACER DISC] | 34 | 47.06 | 1.3841
| SPEC-1303 | PTS-1984 [SRF BS Electrode clip x2] | 36 | 48.6 | 1.35
| SPEC-990 | AHR LCHILLER (Chiller adjustment bracket) | 65 | 87.1 | 1.34
56 | SPEC-1275 | T28X190 [Motedis post 28x190, M8 threaded] | 74 | 98.79 | 1.335
| SPEC-378 | CA MOSFET GATE | 106 | 140.28 | 1.3234
531 | SPEC-1082 | DS DATA LABEL | 258 | 339.53 | 1.316 | #N/A
445 | SPEC-1373 | WSRF-0013 [Valve_SF] | 18 | 23.22 | 1.29 | #N/A
| SPEC-1374 | WSRF-0014 [Valve_Switch] | 18 | 23.22 | 1.29
| SPEC-1375 | WSRF-0015 [Valve_BS] | 18 | 23.22 | 1.29
387 | SPEC-793 | Hanger base cover | 443 | 567.37 | 1.2807
| SPEC-1202 | 43045-0412 [Micro-Fit 3.0 PCB Header, 4 Contact(s), 3.0mm Pitch, 2 Row(s), Shrouded] | 109 | 138.76 | 1.273
112 | SPEC-162 | Copper strip | 165 | 209.55 | 1.27
| SPEC-217 | M-F Hex Standoff Spacers, M3-05-5-2, 5mm, 5mm Long, M3, Brass | 585 | 731.25 | 1.25
| SPEC-1060 | 0218008.HXP [Fuse, Cartridge, 8 A, 250 V, 5mm x 20mm] | 8 | 10 | 1.25
| SPEC-1016 | AHR Welcome pack box | 179 | 221.96 | 1.24
| SPEC-6 | Angle Mount | 90 | 111.6 | 1.24
303 | SPEC-1248 | CR2032 [CMOS 3V BATTERY] | 87 | 105.01 | 1.207
57 | SPEC-768 | INSULATION FOAM TAPE 50mmx3mmx15m (meter a stock por mts) | 399.2 | 479.07 | 1.2001
| SPEC-778 | Heat Shrink Tube, OD:2.5mm, Color:Black | 0.92 | 1.1 | 1.1957
415 | SPEC-720 | Renata CR-1220-MFR 3V/40mAh Lithium Battery | 281 | 334.45 | 1.1902
| SPEC-642 | SRF Filter Mount Top | 12 | 14.28 | 1.19
458 | SPEC-334 | ANTIFREEZE CC-30 [COOLANT-ANTIFREEZE CC 30%] | 271.75 | 323.38 | 1.19
553 | SPEC-949 | Carton box - 30x24x5cm | 430 | 507.5 | 1.1802
| SPEC-485 | MHR Console label 230 - English version | 6 | 7.02 | 1.17
| SPEC-500 | Leaseir MHR Laser System Handpiece Dual 810 - English version | 6 | 7.02 | 1.17
| SPEC-1034 | 7427013 [Ferrite Ring Toroid Core] | 6 | 6.96 | 1.16
| SPEC-1286 | PTS-2328 [Umbilical guide fastener] | 13 | 14.56 | 1.12
461 | SPEC-171 | Motedis 28X150.5 M8 | 116 | 128.76 | 1.11
108 | SPEC-649 | SRF rejilla del ventilador (Finger Guard 50x50) (farnell 2533088) | 21 | 23.12 | 1.101 | Ningbo
| SPEC-714 | RJ-45 data transmission connection, 1m ,CAT6, 28AWG | 58 | 63.8 | 1.1
| SPEC-1381 | Colombia MHR Aesth 110 Console label | 59 | 64.78 | 1.098
| SPEC-1410 | QUICK GUIDE AHR (ENGLISH) | 5 | 5.38 | 1.076
| SPEC-1217 | PETBK10B10 [Sleeving, Expandable, Braided, PE (Polyester), Black, 10 mm, 10 m, 32.8 ft] | 150 | 159.75 | 1.065
538 | SPEC-1152 | AHR 230 BACK COVER LABEL | 405 | 424.04 | 1.047
331 | SPEC-1165 | TT0095.NG.C [Heat Shrink Tube, OD: 9.5mm, Color:Black] | 43.6 | 45.42 | 1.0417
| SPEC-1065 | 1025U06R08 [Legris clear tube, OD:8mm, ID:5.5mm] | 197.5 | 202.44 | 1.025
70 | SPEC-1211 | 43045-0400 [Micro-Fit 3.0 Series Right Angle PCB Header, 4 Contact(s), 3.0mm Pitch, 2 Row(s), Shrouded] | 153 | 156.52 | 1.023
| SPEC-1119 | KPEG242 [Transducer, Buzzer, Continuous, 70 dB, 4.1 kHz, Through Hole] | 83 | 84.66 | 1.02
386 | SPEC-8 | Front Mount R | 43 | 43.66 | 1.0153
| SPEC-728_es | Treatment Room Laser Radiation Poster - Spanish version | 10 | 10.1 | 1.01
| SPEC-7 | Front Mount L | 51 | 50.4 | 0.98824
513 | SPEC-1083 | DS SMALL VINYL | 18 | 17.64 | 0.98 | #N/A
198 | SPEC-1319 | 1100U06R08 [Legris clear tube OD 6mm] | 211.65 | 200.64 | 0.94798
| SPEC-574 | O ring 30x1mm, black, NBR | 382 | 357.93 | 0.93699
131 | SPEC-1277 | 159-1478 [Nitrile Rubber O-ring, Ø 1.6 mm x 8.5 m] | 97.5 | 91.35 | 0.93692
476 | SPEC-807 | Translucent silicone Flat Seal, OD 46,1mm , ID 32,20 mm | 651 | 605.43 | 0.93 | #N/A
| SPEC-870 | Male thumbscrew knob, M4x16mm (ASM-2189) | 32 | 29.12 | 0.91
| SPEC-758 | Top Tray Gray Sticker | 282 | 253.8 | 0.9
| SPEC-1459 | 810-HR Back Sitcker | 17 | 14.94 | 0.87882
| SPEC-407 | Blue tube OD.6mm, ID.4mm, 25mts - 1025U06 04 | 191.075 | 167.58 | 0.87704
| SPEC-1337 | PTS-1926 [SRF HP Cover R] | 322 | 279.48 | 0.86795
| SPEC-1339 | PTS-1925 [SRF HP Cover L] | 317 | 275.14 | 0.86795
279 | SPEC-790 | BackCover screw mount b | 1195 | 1015.95 | 0.85017
| SPEC-789 | BackCover screw mount a | 1106 | 940.11 | 0.85001
| SPEC-869 | Polyamide M4 tooth knob BOESTR78104H | 185 | 157.25 | 0.85
| SPEC-1336 | PTS-0262.001 [SRF Con Label Plate] | 30 | 25.5 | 0.85
300 | SPEC-989 | AHR LTOP (Frontal adjustment bracket ) | 49 | 41.16 | 0.84
| SPEC-763 | 16A Crimp contact | 100 | 83 | 0.83
| SPEC-571 | CA EXTENSION SENSOR NTC | 58 | 47.39 | 0.81707
| SPEC-895 | PVC ADHESIVE TAPE - BLACK | 41 | 32.8 | 0.8
| SPEC-811 | Allen Wrench 1.5mm | 157 | 125.59 | 0.79994
| SPEC-948 | Carton box - 24x18x5cm | 415 | 325.39 | 0.78407
| SPEC-791 | Heat Shrink Tube, OD: 6.4mm, Color:Black TT0064.NG.C | 180 | 136.93 | 0.76072
| SPEC-183 | Fitting Plug 8mm - 3126 08 00 | 18 | 13.61 | 0.75611
| SPEC-135 | Socket head cap screw, ISO 4762 M10 x 1.5 mm Thread 100 mm Long | 380 | 285 | 0.75
14 | SPEC-1157 | LEASEIR LOGO LABEL | 78 | 56.78 | 0.72795
| SPEC-1102 | PET8BK50MR [Sleeving, Braided, 12 mm, PE (Polyester), Black, 50 m] | 150 | 107.65 | 0.71767
452 | SPEC-597 | Black tube, OD.4mm, ID.2.5mm, 25mts - 1025U04R01 | 260.8 | 185.95 | 0.713
| SPEC-1149 | MHR 110 BACK COVER LABEL | 329 | 231.62 | 0.70401
| SPEC-1151 | AHR 110 BACK COVER LABEL | 287 | 202.05 | 0.70401
| SPEC-1516 | Lanyard Single | 498 | 348.6 | 0.7
384 | SPEC-1515 | Lanyard Dual 810 | 473 | 331.1 | 0.7
| SPEC-1512 | Lanyard Quad Blend | 500 | 350 | 0.7
| SPEC-1514 | Lanyard Dual Blend | 500 | 350 | 0.7
| SPEC-1513 | Lanyard Quad 810 | 472 | 330.4 | 0.7
| SPEC-207 | Disc magnet self-adhesive | 206 | 144.2 | 0.7
| SPEC-1326 | 43645-0300 [Micro-Fit Female Crimp Connector Housing, 3mm Pitch, 3 Way, 1 Row] | 100 | 69.1 | 0.691
| SPEC-1168 | 2518193 [2.54mm 4 Way 1 Row Straight PCB Socket Strip] | 290 | 196.04 | 0.676
148 | SPEC-418 | Clear tube, OD.4mm, ID.2,5mm, 25mts - 1025U04R08 | 207.95 | 140.16 | 0.67401
| SPEC-785 | Plastic Braid OD:6.0mm, Color:Black (meter a stock por metros) | 347.2 | 226.59 | 0.65262
| SPEC-1064 | 1025U06R08 [Legris clear tube, OD:6mm, ID:4mm] | 87.5 | 55.74 | 0.63703
| SPEC-397 | Half din rail | 140 | 88.2 | 0.63
| SPEC-1014 | AHR top protection foam, 350x200x30mm | 121 | 76.23 | 0.63
| SPEC-213 | Fuse 16A 250VAC - 0034.3129 | 971 | 592.31 | 0.61
| SPEC-837 | QUAD-Aesth-BLEND-b Yellow Label - Italy | 102 | 61.2 | 0.6
| SPEC-695 | QUAD-Aesth-810-b Yellow Label | 456 | 271.94 | 0.59636
| SPEC-846 | MHR Front foam | 99 | 58.68 | 0.59273
291 | SPEC-780 | 12AWG TS Wire, OD:4.6mm, Color:Blue | 230.45 | 135.8 | 0.58928
| SPEC-1036 | 3772 [2.0mm DC POWER JACK] | 51 | 29.99 | 0.58804
| SPEC-781 | 12AWG TS Wire, OD:4.6mm, Color:Red | 532.7 | 312.85 | 0.58729
| SPEC-1390 | 022610 90 [Rounded head screw, DIN 603 A2/70, M10x90, SS] | 84 | 48.72 | 0.58
| SPEC-527 | Holt melt adhesive white | 720 | 406.4 | 0.56444
| SPEC-942 | Leaseir SRF Console Label | 25 | 14.05 | 0.562
| SPEC-1424 | PMBL2BC [SOBRE BURBUJA 22x26] | 301 | 166.1 | 0.55183
532 | SPEC-1113 | M20-9992046 [Pin Header, Board-to-Board, 2.54 mm, 1 Rows, 20 Contacts] | 101 | 55.34 | 0.54792
| SPEC-1425 | PMBL0BC [SOBRE BURBUJA 15x21] | 101 | 54.95 | 0.54406
| SPEC-1013 | AHR side protection foam, 640x350x10mm | 31 | 16.75 | 0.54032
| SPEC-494 | Blue tube, OD.4mm, ID.2,5mm, 25mts - 1025U0404 | 463.1 | 247.3 | 0.53401
| SPEC-966 | Through Hole Resistor, 0.33 ohm | 1 | 0.51 | 0.51
| SPEC-1020 | 14778631 [Umbilical metal bracket, tube 25mm] | 34 | 17.31 | 0.50912
| SPEC-1029 | 511099200563 [AHR RTAP cable 2+8x0.18mm² white, 100m roll] | 250 | 126 | 0.504
| SPEC-764 | Plastic Braid OD:5.0mm, Color:Black | 4 | 1.94 | 0.485
| SPEC-368 | Multimec 1PS-06 | 470 | 224.27 | 0.47717
| SPEC-528 | Insulation pipe - XG-06X006 | 248.8 | 114.45 | 0.46001
| SPEC-1327 | DE09S064TLF [9 Way Panel Mount D-sub Connector Socket, 2.74mm Pitch] | 224 | 100.8 | 0.45
| SPEC-577 | Lasermet FDA AP-32x16 | 47 | 21.15 | 0.45
| SPEC-1226 | RSCB31ES [Adhesive closure bubble bag 18x30cm] | 119 | 52.36 | 0.44
330 | SPEC-1099 | 43020-0400 [Micro-Fit 3.0 Male Connector Housing, 3mm Pitch, 4 Way, 2 Row] | 389 | 170.42 | 0.4381 | #N/A
| SPEC-772 | CONNECTION STRIP 12 CONTACTS | 228 | 99.18 | 0.435
| SPEC-1132 | 255-6373 [FKM O-Ring, 59mm Bore, 62mm Outer Diameter] | 133 | 57.46 | 0.43203
| SPEC-697 | QUAD-Aesth-BLEND-b Yellow Label | 354 | 150.8 | 0.42599
| SPEC-1407 | R4-40X1/2 [Recessed Head Phillips Screw, R4-40X1/2, SS] | 500 | 210.5 | 0.421
44 | SPEC-1058 | 005.13.051 [M-F Spacer, M3x5x11, steel] | 800 | 336 | 0.42
329 | SPEC-159 | Bushing open 11.1-15.9mm | 3606 | 1496.49 | 0.415
343 | SPEC-300 | RTAP ZH CPR 8x0.2 - 24AWG*8c in sleeve (Ascable-Recael) | 635.3 | 262.99 | 0.41396
| SPEC-1129 | 2212S-20SG-85 [PCB Receptacle, Board-to-Board, 2.54 mm, 1 Rows, 20 Contacts] | 34 | 14.01 | 0.41206
| SPEC-1159 | 255-6365 [FKM O-Ring O-Ring, 48mm Bore, 52mm Outer Diameter] | 117 | 47.27 | 0.40402
491 | SPEC-621 | O-Ring 34x1.5mm, Black, EPDM | 493 | 197.2 | 0.4
| SPEC-1005 | PLACA BAHÍA AHR (90x70x10mm) | 96 | 38.4 | 0.4
| SPEC-1108 | 43025-0600 [Micro-Fit 3.0 Receptacle Connector Housing, 3mm Pitch, 6 Way, 2 Row] | 395 | 155.64 | 0.39403
251 | SPEC-1494 | DS Chiller Label | 56 | 21.62 | 0.38607
| SPEC-96 | Molex 43025-0400 | 141 | 54 | 0.38298
| SPEC-893 | TM2S8-C | 487 | 185.06 | 0.38
| SPEC-1121 | PTS-1927 [SRF BS Cover] | 385 | 146.3 | 0.38
| SPEC-214 | Fuse 10A 250VAC - 0034.3127 | 484 | 182.6 | 0.37727
| SPEC-1150 | MHR 230 BACK COVER LABEL | 227 | 85.58 | 0.377
| SPEC-1186 | 200277-1104 [Female PCB Connector Housing, 2.5mm Pitch, 1 Row] | 83 | 30.46 | 0.36699
210 | SPEC-1290 | HTSB-M3-15-5-2 [Standoff, M3 Thread, 15mm Body, Brass, Male/Female] | 20 | 7.12 | 0.356
128 | SPEC-1068 | 8195 [PCB Terminal, Brass, 1.57 mm, Tin] | 253 | 89.87 | 0.35522
| SPEC-1190 | 43020-0201 [Micro-Fit 3.0 Male Connector Housing, 3mm Pitch, 2 Way, 2 Row] | 71 | 24.71 | 0.34803
83 | SPEC-925 | Emergency Stop Label | 107 | 36.89 | 0.34477
348 | SPEC-873 | Document Briefcase | 463 | 159.3 | 0.34406
| SPEC-756 | Molex DuraClick Wire-to-Board Receptable Housing, Single Row, 6 circuits, natural | 422 | 143.48 | 0.34
| SPEC-1047 | PTS-1305 [SRF Filter Cover] | 948 | 303.36 | 0.32
| SPEC-546 | Maximum Room Temperature | 34 | 10.85 | 0.31912
| SPEC-1244 | 51110-1450 [Milli-Grid Female Connector Housing, 2mm Pitch, 14 Way, 2 Row] | 483 | 152.63 | 0.316
238 | SPEC-568 | Cable Tie Mount | 1389 | 420.87 | 0.303
| SPEC-1147 | MHR/DS QR LABEL | 171 | 51.81 | 0.30298
| SPEC-1255 | 91292A149 [[ISO 4762 M8 x 1.25 mm Thread, 30 mm Long]] | 970 | 291 | 0.3
| SPEC-1315 | 123-1876 [Wera L Shape Metric, 4mm] | 27 | 8.1 | 0.3
473 | SPEC-276 | MOSS 0100210300VR M4 Countersunk Head, 16mm Nylon Slot Plain | 262 | 78.34 | 0.29901
69 | SPEC-884 | M3x30 Cheese Slotted Nylon M/Screw | 1014 | 302.25 | 0.29808
| SPEC-591 | Bolt Protection Cap, M8, Distance Across Flats 12.8 mm, LDPE | 1512 | 440.07 | 0.29105
296 | SPEC-834 | DUAL-Aesth-810-b Yellow Label - Italy | 160 | 46.23 | 0.28894
518 | SPEC-1359 | PTS-1696 [SRF LML FC Label] | 18 | 5.1 | 0.28333
| SPEC-1338 | PTS-1696 [SRF LML FS Label] | 18 | 5.09 | 0.28278
| SPEC-1350 | PTS-1697 [SRF LML BS Label] | 18 | 5.09 | 0.28278
| SPEC-328 | RS PRO Insulated Ring Terminal, M4 Stud Size, 2.5mm² to 6mm² Wire Size, Yellow | 825 | 229.36 | 0.27801
| SPEC-926 | Threaded Insert, Brass, M3 | 1249 | 345.04 | 0.27625
560 | SPEC-1449 | 02201503 [14AWG TS Wire, OD:2.9mm ,Color:Red] | 200 | 54.4 | 0.272
277 | SPEC-985 | 02201506 [14AWG TS Wire, OD:2.9mm ,Color:Blue] | 108.5 | 29.51 | 0.27198
| SPEC-560 | Slotted Countersunk Head Screws, M3, Thread 10mm long, Nylon | 1055 | 285.85 | 0.27095
| SPEC-1138 | PTS-1287 [SRF FC spacer cover] | 938 | 253.26 | 0.27
233 | SPEC-724 | Single-b Sleeve | 922 | 248.94 | 0.27
| SPEC-572 | Dual-b sleeve | 790 | 213.3 | 0.27
| SPEC-1037 | 8388395 [CE Splice Connector, Insulated 12-10 AWG, 2.5-6 mm²] | 372 | 100.44 | 0.27
457 | SPEC-385 | Quad-b sleeve | 530 | 143.1 | 0.27 | #N/A
| SPEC-694 | DUAL-Aesth-810-b Yellow Label | 275 | 72.75 | 0.26455
| SPEC-130 | Rivet nut, M4 x 0.70, 18-8 SS | 2094 | 544.44 | 0.26
| SPEC-931 | Single-b 2024, sleeve | 994 | 256.43 | 0.25798
322 | SPEC-399 | 93655A416 [M3 x 0.50 mm Thread Size, 6 mm Hex Size, 5 mm Long, 18-8 SS, M-F Hex Standoff] | 198 | 50.49 | 0.255
333 | SPEC-1154 | DUAL HANDPIECE MHR LABEL | 87 | 22.03 | 0.25322
212 | SPEC-1153 | QUAD HANDPIECE MHR LABEL | 139 | 35.17 | 0.25302
| SPEC-1155 | SINGLE HANDPIECE MHR LABEL | 374 | 94.62 | 0.25299
| SPEC-836 | QUAD-Aesth-810-b Yellow Label - Italy | 68 | 17.18 | 0.25265
| SPEC-762 | 20AWG TS Wire, OD:1.8mm, Color:Red | 200 | 48.2 | 0.241
| SPEC-982 | 02201406 [16AWG TS Wire, OD:2.9mm ,Color:Blue] | 118.55 | 27.27 | 0.23003
| SPEC-1115 | PTS-1681 [SRF BS Tip] | 312 | 71.76 | 0.23
77 | SPEC-443 | O ring 33x1.5 | 940 | 216.2 | 0.23
| SPEC-812 | Allen Wrench 2.5mm | 117 | 26.6 | 0.22735
| SPEC-1216 | 51110-1050 [Milli-Grid Female Connector Housing, 2mm Pitch, 10 Way, 2 Row] | 170 | 38.25 | 0.225
| SPEC-122 | Molex 43025-0200 Connector | 766 | 160.07 | 0.20897
| SPEC-1349 | S-05-05-N [Magnetic disc Ø 5 mm, height 5 mm, holds approx. 940 g] | 160 | 33.12 | 0.207
| SPEC-950 | O ring 33x1mm, black, NBR | 1396 | 287.18 | 0.20572
120 | SPEC-1267 | 97467A693 [M8 x 1.25 Rivet Nut 18-8 SS] | 90 | 18 | 0.2
| SPEC-117 | HP sticker plate | 494 | 98.8 | 0.2
| SPEC-1006 | PLACA BAHÍA AHR (90x70x05mm) | 92 | 18.4 | 0.2
203 | SPEC-916 | M3X8mm, F-F Spacer | 550 | 106.33 | 0.19333
| SPEC-1148 | AHR QR LABEL | 1137 | 219.44 | 0.193
151 | SPEC-1002 | 1028 [DC Plug, 2.1x5.5mm] | 65 | 12.09 | 0.186
| SPEC-1460 | Single Pro V Label | 31 | 5.61 | 0.18097
21 | SPEC-958 | Elastic rope coil length 150 m, diameter 2mm (meter a stock por mts) | 801.6 | 144.29 | 0.18 | #N/A
525 | SPEC-1128 | PTS-1687 [SRF FS tip] | 828 | 149.04 | 0.18 | Total
| SPEC-984 | 02201403 [16AWG TS Wire, OD:2.9mm ,Color:Red] | 1100 | 196.9 | 0.179
158 | SPEC-1447 | 02201407 [16AWG TS Wire, OD:2.9mm ,Color:Brown] | 480 | 85.92 | 0.179
| SPEC-1446 | 02201402 [16AWG TS Wire, OD:2.9mm ,Color:Gray] | 270 | 48.33 | 0.179
356 | SPEC-1445 | 02201404 [16AWG TS Wire, OD:2.9mm ,Color:Yellow] | 100 | 17.9 | 0.179
| SPEC-983 | 02201400 [16AWG TS Wire, OD:2.9mm ,Color:Black] | 137 | 24.52 | 0.17898
362 | SPEC-600 | Green/Yellow wire, UL1015,16AWG | 302.2 | 54.02 | 0.17876
| SPEC-1215 | 50394-8051 [Milli-Grid Female Crimp Terminal, 30AWG Min, 24AWG Max] | 500 | 88 | 0.176
| SPEC-822 | Sontara Multipurpose EC Wipe, Optical paper, 30x38 cm sheets (400 hojas por rollo) | 987 | 172.72 | 0.17499
241 | SPEC-737 | SINGLE-Aesth-810-b Yellow Label | 327 | 56.78 | 0.17364
| SPEC-779 | 2.00mm Pitch, Micro-Latch Female Crimp Terminal, Tin (Sn) Plating, 24-30 AWG | 800 | 127.93 | 0.15991
| SPEC-83 | Lasermet AP-32x16 (Laser Aperture) | 372 | 56.78 | 0.15263
162 | SPEC-584 | Hex Socket Countersunk Head Screw, ISO 10642, M6 x 1 mm Thread, 40 mm Long, SS | 2429 | 364.35 | 0.15 | #N/A
82 | SPEC-516 | Prevailing torque High Nut, M10 x 1.5 mm Thread, Class 8, Zinc-Plated Steel | 1802 | 270.3 | 0.15
| SPEC-272 | Socket Head Screw, ISO 4762 M8 x 1.25 mm Thread, 12 mm Long, SS | 266 | 39.9 | 0.15
| SPEC-555 | Pan Head Screw, M3 x 0.50 mm Thread, 8mm Long, SS | 232 | 34.8 | 0.15
| SPEC-554 | Slotted Countersunk Head Screws, M3, Thread 12mm long, Nylon | 198 | 29.7 | 0.15
| SPEC-1254 | 550011023 [Inner Circlip I-23, DIN 472] | 118 | 17.7 | 0.15
205 | SPEC-324 | Pan Head Screw, MOSS 0080150000VR M3x30, Thread Length 30.0 mm, PA | 83 | 12.45 | 0.15
| SPEC-1283 | 93805A259 [Threaded Rod, DIN 976, M8 x 1.25 mm Thread Size, 40 mm Long, SS] | 40 | 6 | 0.15
| SPEC-231 | MHR-b Caliport Label QUAD | 33 | 4.95 | 0.15
| SPEC-73 | DUAL 810-b Yellow Label | 32 | 4.74 | 0.14813 | #N/A
460 | SPEC-1177 | 1N5819 [40V 1A, Schottky Diode, 2-Pin DO-204AL] | 50 | 7.4 | 0.148
| SPEC-74 | QUAD 810-b Yellow Label | 38 | 5.62 | 0.14789
149 | SPEC-233 | MHR-b Caliport Label DUAL | 28 | 4.14 | 0.14786
| SPEC-102 | Black Nylon Snap Rivet, 4mm - 255-9992 | 1496 | 217.86 | 0.14563
| SPEC-696 | DUAL-Aesth-BLEND-b Yellow Label | 278 | 40.31 | 0.145
444 | SPEC-1432 | MC29375 [TERMINAL, BUTT SPLICE, CRIMP, BLUE] | 236 | 33.28 | 0.14102
| SPEC-806 | Molex Connector,1.00mm Pitch, Pico-Lock Receptacle Crimp Housing, Single Row, Positive Lock, 4 Circuits, Black | 100 | 14 | 0.14
| SPEC-1187 | 201447-2400 [Male Crimp Terminal, 22AWG Min, 20AWG Max] | 400 | 55.6 | 0.139
499 | SPEC-509 | Rivet Nut M4 | 232 | 30.16 | 0.13
| SPEC-978 | 06900610 [20AWG TS Wire, OD:2.1mm ,Color:Black] | 180.5 | 23.18 | 0.12842
310 | SPEC-979 | 06900613 [20AWG TS Wire, OD:2.1mm ,Color:Red] | 238.5 | 30.04 | 0.12595
543 | SPEC-496 | Sherlock Female Connector Housing, 2mm Pitch, 6 Way, 1 Row | 451 | 56.46 | 0.12519
| SPEC-1448 | 06901313 [18AWG TS Wire, OD:2.5mm,Color:Red] | 300 | 37.5 | 0.125 | #N/A
| SPEC-1122 | 196-5541 [Nitrile Rubber O-Ring, 8mm Bore, 11.2mm Outer Diameter] | 83 | 10.05 | 0.12108
| SPEC-959 | Tensioner, black | 504 | 60.48 | 0.12
| SPEC-623 | Flat Tip Screw, ISO 4026, M3 x0.5 mm Thread , 6 mm Long, SS | 4069 | 481.76 | 0.1184
459 | SPEC-1343 | 35507-0200 [Sherlock Female Connector Housing, 2mm Pitch, 2 Way, 1 Row] | 291 | 34.39 | 0.11818
351 | SPEC-1263 | 43030-0007 [Micro-Fit 3.0 Female Crimp Terminal, 24AWG Min, 20AWG Max] | 800 | 88.8 | 0.111
| SPEC-136 | Molex - 46235-0001 | 1053 | 115.74 | 0.10991
| SPEC-1344 | 534-238 [Insulated Ring Terminal, M3 Stud Size, 0.5mm² to 1.5mm² Wire Size, Red] | 310 | 33.47 | 0.10797
| SPEC-977 | 06900617 [22AWG TS Wire, OD:2.1mm ,Color:Brown] | 183.5 | 19.27 | 0.10501
157 | SPEC-975 | 06900611 [22AWG TS Wire, OD:2.1mm ,Color:White] | 333.5 | 35.02 | 0.10501 | #N/A
25 | SPEC-976 | 06900612 [22AWG TS Wire, OD:2.1mm ,Color:Gray] | 335.5 | 35.23 | 0.10501
| SPEC-980 | 06900615 [22AWG TS Wire, OD:2.1mm ,Color:Green] | 750 | 78.75 | 0.105
| SPEC-1444 | 0690061B [22AWG TS Wire, OD:2.1mm ,Color:Yellow/Green] | 200 | 21 | 0.105
154 | SPEC-974 | 06900616 [22AWG TS Wire, OD:2.1mm ,Color:Blue] | 827 | 86.83 | 0.10499
| SPEC-973 | 06900614 [20AWG TS Wire, OD:2.1mm ,Color:Yellow] | 193.75 | 20.34 | 0.10498
| SPEC-814 | Plastic Zip Bag, 16 x 25 cm | 603 | 60.35 | 0.10008
| SPEC-239 | ISO 4762 M8 x 1.25 mm Thread, 20 mm Long | 168 | 16.8 | 0.1
324 | MAT-1 | Wire label | 11 | 1.1 | 0.1
| SPEC-813 | Plastic Zip Bag, 8x12 cm | 414 | 41.4 | 0.1
| SPEC-590 | Self Adhesive Natural Cable Tie Mount 19 mm x 19mm, 4.1mm Max. Cable Tie Width | 10301 | 1019.8 | 0.099
| SPEC-1352 | 196-5422 [Nitrile Rubber O-Ring O-Ring, 28mm Bore, 30mm Outer Diameter] | 45 | 4.32 | 0.096
| SPEC-432 | M5 x 5.5 Nipple | 870 | 81.78 | 0.094
336 | SPEC-336 | Crimp end ferrule, Insulated, 8mm Pin, Black 16AWG 1.5mm² | 693 | 63.76 | 0.092006 | Panarcos
| SPEC-1434 | 270220 [AT-6/4 yellow pre-insulated terminal] | 854 | 76.86 | 0.09
235 | SPEC-759 | Zip Bag (packing list/documents) | 523 | 47.07 | 0.09
475 | SPEC-747 | MHR-b Aesth Calibration Port Label | 505 | 42.98 | 0.085109
380 | SPEC-939 | Leaseir SRF FC Handpiece Label | 51 | 4.28 | 0.083922
| SPEC-940 | Leaseir SRF FS Handpiece Label | 51 | 4.28 | 0.083922
| SPEC-941 | Leaseir SRF BS Handpiece Label | 51 | 4.28 | 0.083922
454 | SPEC-134 | Socket head cap screw, ISO 4762 M8 x 1.25 mm Thread, 16 mm Long | 4007 | 320.56 | 0.08 | #N/A
| SPEC-624 | Socket Head Screw, ISO 4762, M2x0.4 mm Thread, 6 mm Long, SS | 474 | 37.92 | 0.08
| SPEC-447 | TORNILLO DIN 912 M4x30 INOX (ALLEN) | 920 | 73.6 | 0.08
| SPEC-911 | M3 nylon 6.6 sealing washer | 550 | 43.45 | 0.079
| SPEC-1123 | 196-5396 [Nitrile Rubber O-Ring, 8mm Bore, 10mm Outer Diameter] | 188 | 14.48 | 0.077021
| SPEC-1234 | 91292A121 [ISO 4762 M4 x 0.7 mm Thread, 20 mm Long] | 100 | 7 | 0.07
200 | SPEC-561 | O ring 3.5x2 | 283 | 19.81 | 0.07
| SPEC-1107 | 43030-0001 [Micro-Fit 3.0 Series Female Crimp Terminal, 24AWG Min, 20AWG Max] | 200 | 13.8 | 0.069
54 | SPEC-1222 | BVH-21T-P1.1 [Female Crimp Terminal, 22AWG Min, 18AWG Max] | 100 | 6.2 | 0.062
| SPEC-886 | Black PVC Cable Grommet for Ø4mm tube, 6.4mm height | 1356 | 83.79 | 0.061792
34 | SPEC-1105 | SVH-41T-P1.1 [Female Crimp Terminal, 20AWG Min, 16AWG Max] | 41 | 2.5 | 0.060976
| SPEC-513 | Socket Head Screw, ISO 4762 M4 x 0.7 mm Thread, 40 mm Long, 20mm Thread length, SS | 1060 | 63.6 | 0.06
| SPEC-242 | Socket Head Screw, ISO 4762 M4 x 0.7 mm Thread, 16 mm Long, SS | 1150 | 69 | 0.06
| SPEC-238 | Hex Socket Countersunk Head Screw, ISO 10642, M6 x 1.0 mm Thread, 20 mm Long, SS | 590 | 35.4 | 0.06
86 | SPEC-871 | Flat Tip Screw, ISO 4026, DIN 913, M4 x 0.7 mm Thread, 10 mm Long, SS | 267 | 16.02 | 0.06
| SPEC-915 | 1/2, 6-32 Binding Head Screw, Steel | 1089 | 59.89 | 0.054995
| SPEC-1358 | 458-695 [Insulated Crimp Bootlace Ferrule, 8mm Pin Length, 1.2mm Pin Diameter, 0.75mm² Wire Size, Blue] | 1546 | 78.85 | 0.051003
92 | SPEC-518 | Socket Head Screw, ISO 4762 M5 x 0.8 mm Thread, 16 mm Long, SS | 4345 | 217.25 | 0.05
| SPEC-451 | Pan Head Screws, M4 x 0.70 mm Thread, 8mm Long, SS | 1728 | 86.4 | 0.05
| SPEC-120 | Locknut, ISO 10511, M6 x 1.0 mm Thread, 6 mm High | 1280 | 64 | 0.05
359 | SPEC-198 | Socket Head Screw, ISO 4762, M4 x 0.7 mm Thread, 25 mm Long, SS | 895 | 44.75 | 0.05
204 | SPEC-295 | Socket Head Screw, ISO 4762 M5 x 0.8 mm Thread, 10 mm Long, SS | 4374 | 218.7 | 0.05
| SPEC-625 | O-Ring 1.5x1mm, Black ,EPDM | 4092 | 204.6 | 0.05
| SPEC-1162 | 4,8x280mm cable tie | 688 | 34.4 | 0.05
| SPEC-165 | Socket Head Screw, ISO 4762, M4 x 0.7 mm Thread, 35 mm Long, SS | 232 | 11.6 | 0.05
| SPEC-579 | Hex Socket Countersunk Head Screw, ISO 10642, M5 x 0.8 mm Thread, 20 mm Long, SS | 184 | 9.2 | 0.05
| SPEC-545 | LA_0005 v1 | 7 | 0.35 | 0.05
| SPEC-766 | Thermal adhesive tape (1 pieza = 520 uds) | 1720.01 | 79.11 | 0.045994
| SPEC-449 | Socket Head Screw, ISO 4762 M4 x 0.7 mm Thread, 8 mm Long, SS | 2647 | 105.88 | 0.04
350 | SPEC-805 | 18-8 Stainless Steel Cone-Point Set Screw, M6 x 6mm Long, DIN 914 | 1889 | 75.56 | 0.04
| SPEC-177 | Socket Head Screw, ISO 4762 M4 x 0.7 mm Thread, 10 mm Long, SS | 1538 | 61.52 | 0.04
181 | SPEC-170 | Hex Socket Countersunk Head Screw, ISO 10642, M4 x 0.7 mm Thread, 12 mm Long | 1059 | 42.36 | 0.04
| SPEC-1274 | 91292A123 [Socket Head Screw, M3 x 0.5 mm Thread, 20 mm Long, SS] | 880 | 35.2 | 0.04
| SPEC-132 | Socket head cap screw, ISO 4762 M4 x 0.7 mm Thread, 10 mm Long | 324 | 12.96 | 0.04
| SPEC-124 | Hex countersunk head screw, ISO 10642 M5 x 0.8 mm Thread, 16 mm Long | 312 | 12.48 | 0.04
| SPEC-192 | Countersunk Head Screw, ISO 10642, M4 x 0.7 mm Thread, 8 mm Long, SS | 198 | 7.92 | 0.04
| SPEC-128 | Hex countersunk head screw, ISO 10642 - M4 x 0.7 mm Thread, 20 mm Long | 100 | 4 | 0.04
| SPEC-596 | Flat Tip Screw, ISO 4026, DIN 913, M4 x 0.7 mm Thread, 8 mm Long, SS | 35 | 1.4 | 0.04
564 | SPEC-559 | Socket Head Screw, ISO 4762 M2 x 0.4 mm Thread, 12 mm Long, SS | 22 | 0.88 | 0.04
557 | SPEC-582 | Plain Washer, ISO 7089, M10, 10.5 mm ID, 20 mm OD, SS | 1815 | 72.6 | 0.04
414 | SPEC-400 | Socket Head Screw, ISO 4762 M5 x 0.8 mm Thread, 12 mm Long, SS | 232 | 9.28 | 0.04
| SPEC-241 | Socket Head Screw, ISO 4762 M4 x 0.7 mm Thread, 12 mm Long, SS | 2287 | 91.33 | 0.039934
76 | SPEC-512 | Socket Head Screw, ISO 4762 M3 x 0.5 mm Thread, 6 mm Long, SS | 2273 | 90.75 | 0.039925
| SPEC-442 | O ring 2x1 | 3959 | 153.68 | 0.038818
562 | SPEC-960 | Plastic cord terminal (tapanudos) | 1564 | 54.74 | 0.035
262 | SPEC-297 | Socket Head Screw, ISO 4762 M5 x 0.8 mm Thread, 6 mm Long, SS | 83 | 2.9 | 0.03494
530 | SPEC-1059 | MP008074 [SCREW, CHEESE HEAD SLOTTED, M3, 12MM] | 300 | 10.2 | 0.034 | #N/A
| SPEC-1351 | 1N4148 [Switching Diode, 300mA 100V, 2-Pin DO-35] | 1480 | 45.88 | 0.031
| SPEC-917 | M3x4mm, Pozi Pan Steel Machine Screws DIN 7985 | 1100 | 33.8 | 0.030727
| SPEC-583 | Hex Socket Countersunk Head Screw, ISO 10642, M5 x 0.8 mm Thread, 25 mm Long, SS | 4730 | 141.9 | 0.03
| SPEC-808 | 18-8 Stainless Steel Hex Drive Countersunk Head Screw, M4 x 10mm long , DIN 7991 | 2855 | 85.65 | 0.03
| SPEC-585 | Oversized Washer, DIN 9021, 6.4 mm ID, 18 mm OD,SS | 1820 | 54.6 | 0.03
| SPEC-341 | Flat-tip Screw, ISO 4026 , M5 x 0.8 mm Thread, 10 mm Long, SS | 474 | 14.22 | 0.03
| SPEC-569 | 3.5x200mm Cable Tie | 4550 | 136.5 | 0.03
558 | SPEC-123 | Locknut, ISO 10511 - M5 x 0.8 mm Thread, 5 mm High | 3647 | 109.41 | 0.03
123 | SPEC-275 | Socket Head Screw, ISO 4762 M3 x 0.5 mm Thread, 12 mm Long, 18-8 SS | 3259 | 97.77 | 0.03
| SPEC-197 | Socket Head Screw, ISO 4762, M3 x 0.5 mm Thread, 25 mm Long, SS | 2346 | 70.38 | 0.03
| SPEC-614 | Slot Countersunk Head Screw, DIN 963, M2 x 0.4 mm Thread, 20 mm Long, SS | 2116 | 63.48 | 0.03
| SPEC-161 | Hex Socket Countersunk Head Screw, ISO 10642, M4 x 0.7 mm Thread, 16 mm Long, SS | 1742 | 52.26 | 0.03
470 | SPEC-1110 | 93805A256 [Threaded Rod, DIN 976, M4 x 0.7 mm Thread Size, 16 mm Long, SS] | 1198 | 35.94 | 0.03
| SPEC-967 | Flat Tip Screw, ISO 4026, DIN 913, M4 x 0.7 mm Thread, 16 mm Long, SS | 1000 | 30 | 0.03
551 | SPEC-616 | Hex Socket Countersunk Head Screw, ISO 10642, M5 x 0.8 mm Thread, 10 mm Long, SS | 358 | 10.74 | 0.03
22 | SPEC-1271 | [92125A196 Hex Drive Flat Head screw, ISO 10642, M4x0.7 mm Thread, 18 mm Long, SS] | 100 | 3 | 0.03
523 | SPEC-626 | Hex Drive Flat Head screw, ISO 10642, M4x0.7 mm Thread, 10 mm Long, SS | 80 | 2.16 | 0.027
| SPEC-832 | Plain Stainless Steel Hex Socket Grub Screw , DIN 916, M5 x 0.8 mm Thread x 12mm Long | 1354 | 33.85 | 0.025
243 | SPEC-273 | ISO 4762 M3 x 0.5 mm Thread, 16 mm Long | 226 | 5.65 | 0.025
| SPEC-444 | Pan Head Screw, ISO 7045 M4 x 0.70 mm Thread, 6mm Long, SS | 66 | 1.65 | 0.025
| SPEC-167 | Hex Socket Countersunk Head Screw, ISO 10642, M3 x 0.5 mm Thread, 6 mm Long, SS | 3151 | 72.2 | 0.022913
| SPEC-592 | Tight-Grip External-Tooth Lock Washer,M4,DIN 6798, 4.3 mm ID, 8 mm OD,SS] | 4290 | 85.8 | 0.02
| SPEC-598 | Flat Tip Screw, ISO 4026, DIN 913, M4 x 0.7 mm Thread, 6 mm Long, SS | 3008 | 60.16 | 0.02
| SPEC-514 | Hex Socket Countersunk Head Screw, ISO 10642, M3 x 0.5 mm Thread, 10 mm Long, SS | 2982 | 59.64 | 0.02
130 | SPEC-172 | Hex Socket Countersunk Head Screw,ISO 10642, M3 x 0.5 mm Thread, 5 mm Long,SS | 2094 | 41.88 | 0.02
167 | SPEC-321 | Socket Countersunk Head Screw, ISO 10642, M3 x 0.5 mm Thread, 8 mm Long, SS | 2060 | 41.2 | 0.02
| SPEC-127 | Locknut, ISO 10511 - M4 x 0.7 mm Thread, 5 mm High | 1552 | 31.04 | 0.02
426 | SPEC-195 | Locknut, DIN 985, M3 x 0.5 mm Thread, 4 mm High | 1448 | 28.96 | 0.02
| SPEC-322 | Socket Head Screw, ISO 4762 M3 x 0.5 mm Thread, 8 mm Long, SS | 1242 | 24.84 | 0.02
152 | SPEC-771 | Oversized Washer, DIN 9021, M5, 5.3 mm ID, 15 mm OD, SS | 613 | 12.26 | 0.02 | #N/A
| SPEC-194 | Socket Head Screw, ISO 4762, M3 x 0.5 mm Thread, 10 mm Long, SS | 372 | 7.44 | 0.02
| SPEC-606 | Countersunk Washer, 5.3 mm ID, 16 mm OD, SS | 318 | 6.36 | 0.02
| SPEC-457 | Prevailing Torque Nut, M3 x 0.5 mm Thread, 4 mm High, Class 8, Zinc Plated | 176 | 3.52 | 0.02
| SPEC-1262 | CRGH1206J100K [ CRGH 100k?, 1206 (3216M) Thick Film SMD Resistor ±5% 0.5W] | 100 | 2 | 0.02
| SPEC-795 | Flat-tip Screw, DIN 913 , M6 x 1.0 mm Thread, 10 mm Long, SS | 912 | 18.24 | 0.02
| SPEC-517 | Prevailing torque High Nut, M6 x 1.0 mm Thread, Class 8, Zinc-Plated Steel | 232 | 4.64 | 0.02
| SPEC-580 | Flat Washer, ISO 7093, M5, 5.3 mm ID, 15 mm OD | 1471.08 | 29.42 | 0.019999
| SPEC-1093 | PTS-0899 [DS COPPER STRIP] | 81 | 1.3 | 0.016049
218 | SPEC-340 | Flat-tip Screw, DIN 913, M5 x 0.8 mm Thread, 6 mm Long, SS | 1022 | 15.33 | 0.015
224 | FMAT-10 | ETIQUETA 79,9x33,6 mm, radio 4, 4 agujeros Ø3mm, PP Blanco, Brillo inkjet | 1.96 | 0.02 | 0.010204
| SPEC-274 | Flat washer, ISO 7092 M3, 3.200 mm ID, 6 mm OD, SS | 4314 | 43.14 | 0.01
247 | SPEC-342 | Plain Washer, ISO 7089, M5, 5.3 mm ID, 10 mm OD, SS | 3182 | 31.82 | 0.01
| SPEC-802 | Countersunk Pozidriv head wood screw ,ø3.5, 16 mm long | 2999 | 29.99 | 0.01
168 | SPEC-553 | Grower washer, M4, 4.4 mm ID, 7 mm OD, SS | 2497 | 24.97 | 0.01 | #N/A
542 | SPEC-271 | Flat washer, ISO 7092, M4, 4.300 mm ID, 8 mm OD | 2223 | 22.23 | 0.01
| SPEC-556 | Grower washer, M3, 3.4 mm ID, 5.6 mm OD, SS | 2201 | 22.01 | 0.01
42 | SPEC-323 | Hex Nut, DIN 934, M3 x 0.5 mm Thread, Zinc-Plated, Class 8 | 2160 | 21.6 | 0.01 | #N/A
| SPEC-872 | 2.5x100mm Cable Tie | 1149 | 11.49 | 0.01
| SPEC-296 | Clevis Pin Plane Washer, ISO 7092 M5, 5.300 mm ID, 9.0 mm OD, SS | 64 | 0.64 | 0.01
| SPEC-450 | Prevailing Torque Nut, M4 x 0.7 mm Thread, 5.3 mm High, Class 8, Zinc Plated | 11 | 0.11 | 0.01
| SPEC-552 | Grower Washer, M5, 5.4 mm ID, 8.8 mm OD, SS | 232 | 2.32 | 0.01
| SPEC-601 | Plain Washer, ISO 7089, M3, 3.2mm ID, 7 mm OD, SS | 5772 | 34.63 | 0.0059997
| SPEC-1096 | PTS-1218 [MHR DS-B INSULATOR SPACER] | 19 | 0.02 | 0.0010526
| SPEC-1090 | PTS-0184 [DS POLE] | 40 | 0.04 | 0.001

## Stock en Vuelo
OF | Status OF | Código Artículo | Descripción Artículo | Fecha de Cierre | Coste Emitido | Coste Recibido | Coste Emitido y no Recibido
202500126 | Liberada | SPEC-685_c | QUAD-Aesth-810-b Handpiece |  | 1751.34 | 0 | 1751.34 |  | SPEC-685_c
202600088 | Liberada | SPEC-234 | Single HP Calibration Port |  | 387.86 | 232.71 | 155.15 |  | SPEC-234
202600122 | Liberada | SPEC-745 | Leaseir SRF Console |  | 25860.52 | 5178.82 | 20681.7 |  | SPEC-745
202600123 | Liberada | SPEC-746 | Leaseir SRF FC Handpiece |  | 1702.43 | 0 | 1702.43 |  | SPEC-746
202600124 | Liberada | SPEC-748 | Leaseir SRF FS Handpiece |  | 1526.81 | 0 | 1526.81 |  | SPEC-748
202600125 | Liberada | SPEC-749 | Leaseir SRF BS Handpiece |  | 1386.29 | 0 | 1386.29 |  | SPEC-749
202600178 | Liberada | SPEC-711_c | QUAD-Aesth-Blend-b Handpiece |  | 4473.96 | 0 | 4473.96 |  | SPEC-711_c
202600262 | Liberada | SPEC-212_c | Stage 6 MHR Xcell - 230 Console, Final Unpacked |  | 23910.79 | 12465.43 | 11445.36 |  | SPEC-212_c
202600274 | Liberada | SPEC-1393 | Leaseir MHR 230 Aesthetic |  | 21270.14 | 8489.71 | 12780.43 |  | SPEC-1393
202600289 | Liberada | SPEC-664 | Leaseir MHR-DS-Aesth-B Console |  | 16662.71 | 3336.97 | 13325.74 |  | #N/A
202600299 | Liberada | SPEC-232 | Dual HP Calibration Port |  | 3729.66 | 2163.21 | 1566.45 |  | SPEC-232
202600300 | Liberada | SPEC-226 | Quad HP Calibration Port |  | 2091.45 | 1840.48 | 250.97 |  | SPEC-226
202600316 | Liberada | SPEC-226 | Quad HP Calibration Port |  | 2091.43 | 0 | 2091.43 |  | SPEC-226
202600319 | Liberada | SPEC-232 | Dual HP Calibration Port |  | 3731.97 | 0 | 3731.97 |  | SPEC-232
202600342 | Liberada | SPEC-1307 | UMBILICAL AHR COMPLETE ASSEMBLY |  | 441.82 | 0 | 441.82 |  | #N/A
202600354 | Liberada | SPEC-232 | Dual HP Calibration Port |  | 205.49 | 0 | 205.49 |  | SPEC-232
202600362 | Liberada | SPEC-1392 | Leaseir MHR 110 Aesthetic |  | 20990.92 | 8398.92 | 12592 |  | SPEC-1392
202600388 | Liberada | SPEC-594_c | MHR-b Umbilical Xcell |  | 10274.22 | 0 | 10274.22 |  | SPEC-594_c
202600390 | Liberada | SPEC-683_c | Leaseir MHR-230-Aesth-b |  | 80213.38 | 49760.02 | 30453.36 |  | SPEC-683_c
202600395 | Liberada | SPEC-232 | Dual HP Calibration Port |  | 447.15 | 223.58 | 223.57 |  | SPEC-232
202600407 | Liberada | SPEC-687_c | Dual-Aesth-810-b Handpiece |  | 21025.78 | 10515.05 | 10510.73 |  | SPEC-687_c
202600408 | Liberada | SPEC-854_c | Quad-810-b Laserhead, capillary |  | 33455.23 | 0 | 33455.23 |  | #N/A
202600416 | Liberada | SPEC-330 | LEASEIR DUAL 810-b Handpiece |  | 10490.64 | 3496.89 | 6993.75 |  | SPEC-330
202600417 | Liberada | SPEC-366 | b HP trigger in mount |  | 281.85 | 0 | 281.85 |  | SPEC-366
202600421 | Liberada | SPEC-1396 | Leaseir Quad Aesthetic Handpiece |  | 7365.73 | 0 | 7365.73 |  | SPEC-1396
202500127 |  | SPEC-853_C | Dual-810-b Laserhead, capillary |  | 33455.23 | 0 | 33455.23 |  | #N/A
202600422 | Liberada | SPEC-687_c | Dual-Aesth-810-b Handpiece |  | 3496.29 | 0 | 3496.29 | LT | SPEC-687_c
[7 empty] | TOTAL | 226619.3