## Resumen
INVENTARIO LEASEIR - MAESTRO
Total: 2,435,311.52 EUR (1049 items) - Fuente: Inventario 30 Abril
RECONCILIACION 4 BOLSAS
Bolsa | Descripcion | Valor EUR | % del total
A | RAW + DEFECTIVE en stock | 1758608.35 | 72.21%
B | Materiales embebidos en WIP/EP con escandallo | 621150.8651 | 25.51%
C | Overhead/drift de precio en WIPs con escandallo | 54014.2249 | 2.218%
D | WIP/EP sin escandallo (valor directo) | 1538.08 | 0.06316%
TOTAL | Suma A+B+C+D | 2435311.52
RESUMEN POR CATEGORIA
Categoria | Items | Unidades | Valor EUR | % valor
RAW | 915 | 303192.23 | 1657555.99 | 68.06%
WIP | 87 | 2126 | 555043.59 | 22.79%
END_PRODUCT | 6 | 29 | 121659.58 | 4.996%
DEFECTIVE | 41 | 2417 | 101052.36 | 4.149%
RAW MATERIALS POR TIPO (Bolsa A + B)
Tipo | Items | Unidades totales | Valor A+B EUR | % A+B
Others | 529 | 94202.56 | 681794.6522 | 28.65%
Diode | 27 | 4312 | 566909.6569 | 23.82%
Water pump | 9 | 643 | 209547.2783 | 8.805%
Motherboard and wires | 42 | 5964 | 186593.4677 | 7.841%
Electronic components | 81 | 46784.77 | 149942.0531 | 6.301%
Power Supply | 9 | 352 | 146132.55 | 6.141%
Frontal and Handpiece casing | 49 | 11546.64 | 102290.2413 | 4.298%
Optics/sapphires/prisms | 16 | 3097 | 82605.4603 | 3.471%
Mechanized components | 133 | 162989.63 | 66550.4918 | 2.797%
Computer | 6 | 586 | 58274.4414 | 2.449%
Wires | 48 | 21184.75 | 51762.4109 | 2.175%
Box | 18 | 1870 | 23874.4921 | 1.003%
Harting connectors | 8 | 864 | 12487.4206 | 0.5247%
Condensator | 4 | 417 | 12487.413 | 0.5247%
Refrigerator | 27 | 878 | 10787.1149 | 0.4533%
Wheels | 4 | 598 | 10475.3254 | 0.4402%
Painting | 4 | 154 | 6996.2008 | 0.294%
Briefcase | 1 | 473 | 162.7406 | 0.006839%
Glasses | 2 | 455 | 85.8038 | 0.003606%

## Inventario
Codigo | Descripcion | Cantidad | Valor EUR | Coste/u EUR | Categoria | Canonico | Tipo | Proveedor
FMAT-1 | SUELO DE RETENCIÓN PARA BIDONES - 150L | 1 | 246.69 | 246.69 | RAW | FMAT-1 | Others
FMAT-10 | ETIQUETA 79,9x33,6 mm, radio 4, 4 agujeros Ø3mm, PP Blanco, Brillo inkjet | 1.96 | 0.02 | 0.010204 | RAW | FMAT-10 | Others
FMAT-11 | ROLLO UNIVERSAL 50x40cm | 1 | 83.65 | 83.65 | RAW | FMAT-11 | Others
FMAT-2 | BANDEJA DE RETENCIÓN - 31L | 1 | 87 | 87 | RAW | FMAT-2 | Others
FMAT-3 | SEPIOLITA SACO DE 20 KGs | 1 | 10 | 10 | RAW | FMAT-3 | Others
FMAT-4 | CONTENEDOR PLÁSTICO 120L AMARILLO | 1 | 40 | 40 | RAW | FMAT-4 | Others
FMAT-5 | CONTENEDOR PLÁSTICO 120L AZUL | 1 | 40 | 40 | RAW | FMAT-5 | Others
FMAT-6 | CONTENEDOR PLÁSTICO 120L VERDE | 1 | 40 | 40 | RAW | FMAT-6 | Others
IFU-13 | Leaseir MHR Xcell Cosmetic User Manual (Italian) | 10 | 80.16 | 8.016 | RAW | IFU-13 | Others
IFU-14 | Leaseir MHR Xcell User Manual (Portuguese) | 18 | 217.36 | 12.0756 | RAW | IFU-14 | Others
IFU-16 | Leaseir MHR Xcell Cosmetic Usage Protocol (English) | 10 | 76.23 | 7.623 | RAW | IFU-16 | Others
IFU-17 | Leaseir MHR Xcell Usage Protocol (English) | 22 | 228.94 | 10.4064 | RAW | IFU-17 | Others
IFU-2_en | Leaseir MHR Xcell User Manual | 17 | 190.81 | 11.2241 | RAW | IFU-2_en | Others
IFU-20 | Leaseir MHR Xcell Cosmetic Usage Protocol (Italian) | 9 | 66.5 | 7.3889 | RAW | IFU-20 | Others
IFU-21 | Leaseir MHR Xcell Protocolo de Uso (Portuguese) | 12 | 79.91 | 6.6592 | RAW | IFU-21 | Others
IFU-27 | Leaseir MHR Xcell Cosmetic Usage Protocol (French) | 15 | 103.57 | 6.9047 | RAW | IFU-27 | Others
IFU-3_en | Leaseir MHR Xcell Cosmetic User Manual (English) | 19 | 161.49 | 8.4995 | RAW | IFU-3_en | Others
IFU-4_es | Leaseir MHR Xcell Cosmetic Usage Protocol (Spanish) | 25 | 162.33 | 6.4932 | RAW | IFU-4_es | Others
IFU-6 | Leaseir MHR Xcell Cosmetic Manual de Usuario (Spanish) | 16 | 106.64 | 6.665 | RAW | IFU-6 | Others
IFU-8 | Leaseir MHR Xcell Cosmetic User Manual (French) | 22 | 151.03 | 6.865 | RAW | IFU-8 | Others
KIT-1 | KIT EMBOLSADO PARA EMPAQUETADO DE EQUIPOS XCELL/XCELL COSMETIC 220V | 52 | 275.5 | 5.2981 | RAW | KIT-1 | Others
KIT-2 | KIT EMBOLSADO PARA EMPAQUETADO DE EQUIPOS XCELL/XCELL COSMETIC 110V | 2 | 13.11 | 6.555 | RAW | KIT-2 | Others
MAT-1 | Wire label | 11 | 1.1 | 0.1 | RAW | MAT-1 | Wires
OTH-2 | Microchip PIC18F8722-I/PT TQFP80 | 1190 | 8864.6 | 7.4492 | RAW | OTH-2 | Others
SPEC-1 | MHR-b Top Tray | 100 | 1553 | 15.53 | RAW | SPEC-1 | Others
SPEC-10 | MHR-b PS Enclosure | 106 | 1177.66 | 11.11 | RAW | SPEC-10 | Box
SPEC-100 | Wheel | 208 | 3734.69 | 17.9552 | RAW | SPEC-100 | Wheels | TENTE RUEDAS SA
SPEC-100/DF | ASM-1564 [Tente - 5947 UAP 100 P30-11 RAL7001] DEFECTUOSO | 113 | 1783.14 | 15.78 | DEFECTIVE | SPEC-100DF | Others
SPEC-1000 | CARCASA FRONTAL AHR | 4 | 144.14 | 36.035 | RAW | SPEC-1000 | Frontal and Handpiece casing
SPEC-1001 | CARCASA SUPERIOR AHR | 29 | 919.99 | 31.7238 | RAW | SPEC-1001 | Others
SPEC-1002 | 1028 [DC Plug, 2.1x5.5mm] | 65 | 12.09 | 0.186 | RAW | SPEC-1002 | Others
SPEC-1003 | MARCO ORDENADOR (AHR) | 7 | 229.43 | 32.7757 | RAW | SPEC-1003 | Others
SPEC-1005 | PLACA BAHÍA AHR (90x70x10mm) | 96 | 38.4 | 0.4 | RAW | SPEC-1005 | Others
SPEC-1006 | PLACA BAHÍA AHR (90x70x05mm) | 92 | 18.4 | 0.2 | RAW | SPEC-1006 | Others
SPEC-1007 | REJILLA DE RESPIRACIÓN AHR 300x350x10mm | 8 | 36.78 | 4.5975 | RAW | SPEC-1007 | Others
SPEC-1008 | 3136218 [Un-Filtered IEC Power Entry Module, IEC C14, 10A, 250 VAC, 2-Pole Switch] | 15 | 227.8 | 15.1867 | RAW | SPEC-1008 | Others
SPEC-1009 | PES-D18NO30D-P [Bahía M18 photo sensor] | 165 | 811.8 | 4.92 | RAW | SPEC-1009 | Others
SPEC-1010 | PLACA RUEDAS POLIETILENO AHR 430x395x20mm | 10 | 152.57 | 15.257 | RAW | SPEC-1010 | Wheels
SPEC-1011 | 00770444 [Caster wheel, 5947UAP100P30-11 9002/3000/7015 2.0, white] | 50 | 789 | 15.78 | RAW | SPEC-1011 | Wheels
SPEC-1011/DF | 00770444 [Caster wheel, 5947UAP100P30-11 9002/3000/7015 2.0, white] DEFECTUOSO | 58 | 915.24 | 15.78 | DEFECTIVE | SPEC-1011DF | Wheels
SPEC-1012 | AHR Shipping crate | 11 | 666.16 | 60.56 | WIP | SPEC-1012 | Others
SPEC-1013 | AHR side protection foam, 640x350x10mm | 31 | 16.75 | 0.54032 | RAW | SPEC-1013 | Others
SPEC-1014 | AHR top protection foam, 350x200x30mm | 121 | 76.23 | 0.63 | RAW | SPEC-1014 | Others
SPEC-1015 | AHR 220V Mains power cord 19.08.1018-50 | 14 | 104.21 | 7.4436 | RAW | SPEC-1015 | Others
SPEC-1016 | AHR Welcome pack box | 179 | 221.96 | 1.24 | RAW | SPEC-1016 | Box
SPEC-1017 | switch foot - pedal redondo, wire 1,5mts | 246 | 1385.15 | 5.6307 | RAW | SPEC-1017 | Wires
SPEC-1018 | 831-3102 [AHR FEMALE TERM BLOCK PLUG 2POS 7.62MM] | 140 | 511 | 3.65 | RAW | SPEC-1018 | Others
SPEC-1019 | 831-3202 [AHR MALE TERM BLOCK PLUG 2POS 7.62MM] | 148 | 551.44 | 3.7259 | RAW | SPEC-1019 | Others
SPEC-102 | Black Nylon Snap Rivet, 4mm - 255-9992 | 1496 | 217.86 | 0.14563 | RAW | SPEC-102 | Electronic components | RS AMIDATA SAU
SPEC-1020 | 14778631 [Umbilical metal bracket, tube 25mm] | 34 | 17.31 | 0.50912 | RAW | SPEC-1020 | Wires
SPEC-1021 | AHR COMPUTER LEVI HUMAN MACHINE INTERFACE | 89 | 9607.37 | 107.948 | RAW | SPEC-1021 | Computer
SPEC-1022 | MSP-100-12 [AC/DC CONVERTER 12V 102W] | 7 | 276.92 | 39.56 | RAW | SPEC-1022 | Others
SPEC-1023 | MSP-100-24 [AC/DC CONVERTER 24V 108W] | 9 | 313.2 | 34.8 | RAW | SPEC-1023 | Others
SPEC-1025 | HR HANGER CONSOLE SIDE (SOPORTE PISTOLA ALUMIDE AHR) | 119 | 2025.38 | 17.02 | RAW | SPEC-1025 | Others
SPEC-1026 | 231-310/026-000 [FEMALE TERM BLOCK PLUG 10POS 5.08MM] | 43 | 319.93 | 7.4402 | RAW | SPEC-1026 | Others
SPEC-1027 | HANGER PLUG AHR (SOPORTE PISTOLA AHR) (se entrega a Typi) | 100 | 1702 | 17.02 | RAW | SPEC-1027 | Others
SPEC-1028 | VS-40HF20 [DIODE STANDARD 200V 40A DO203AB] | 17 | 108.8 | 6.4 | RAW | SPEC-1028 | Diode
SPEC-1029 | 511099200563 [AHR RTAP cable 2+8x0.18mm² white, 100m roll] | 250 | 126 | 0.504 | RAW | SPEC-1029 | Wires
SPEC-1030 | 74270090 [Ferrite Ring Axial Ferrite Bead] | 47 | 137.29 | 2.9211 | RAW | SPEC-1030 | Others
SPEC-1031 | 74271132 [Openable Ferrite Sleeve, 36.3 x 24.2 x 19.7mm] | 89 | 420.53 | 4.7251 | RAW | SPEC-1031 | Others
SPEC-1032 | 7427151 [Openable Ferrite Sleeve with key, 40 x 20 x 30mm] | 89 | 400.86 | 4.504 | RAW | SPEC-1032 | Others
SPEC-1033 | 74272722 [Openable Ferrite Sleeve, 28 x 31 x 35.1mm] | 20 | 186.3 | 9.315 | RAW | SPEC-1033 | Others
SPEC-1034 | 7427013 [Ferrite Ring Toroid Core] | 6 | 6.96 | 1.16 | RAW | SPEC-1034 | Others
SPEC-1035 | AHR Textil cover | 6 | 155.4 | 25.9 | RAW | SPEC-1035 | Frontal and Handpiece casing
SPEC-1036 | 3772 [2.0mm DC POWER JACK] | 51 | 29.99 | 0.58804 | RAW | SPEC-1036 | Others
SPEC-1037 | 8388395 [CE Splice Connector, Insulated 12-10 AWG, 2.5-6 mm²] | 372 | 100.44 | 0.27 | RAW | SPEC-1037 | Others
SPEC-1038 | 31160400 [Union 4-4mm] | 9 | 32.74 | 3.6378 | RAW | SPEC-1038 | Others
SPEC-1039 | 2L31002 [Metalworks - 2L31002 - Push in fitting RL31 Ø 4 1/8] | 155 | 303.8 | 1.96 | RAW | SPEC-1039 | Others
SPEC-104 | Water pump | 290 | 167936.84 | 579.0926 | RAW | SPEC-104 | Water pump | IWAKI EUROPE GMBH
SPEC-1040 | 3107 04 00 [Fitting EQUAL CROSS 4mm] | 108 | 983.88 | 9.11 | RAW | SPEC-1040 | Others
SPEC-1041 | 3140 04 00 [Fitting Y tube 4mm] | 40 | 158.4 | 3.96 | RAW | SPEC-1041 | Others
SPEC-1042 | 3199 08 13 [Fitting 90º G 1/4''-8mm] | 22 | 73.75 | 3.3523 | RAW | SPEC-1042 | Others
SPEC-1043 | 09 14 006 0303 [x2 Hinged Frame 6B (A-B)] | 56 | 1181.04 | 21.09 | RAW | SPEC-1043 | Mechanized components
SPEC-1044 | [X2 Locking lever] 09000005222 | 227 | 2096.34 | 9.235 | RAW | SPEC-1044 | Others
SPEC-1045 | Front Cover Blind | 64 | 391.81 | 6.122 | RAW | SPEC-1045 | Frontal and Handpiece casing
SPEC-1046 | 1012673 [Alphacool Cape Corp Coolplex Pro 10LT reservoir] | 33 | 995.94 | 30.18 | RAW | SPEC-1046 | Others
SPEC-1047 | PTS-1305 [SRF Filter Cover] | 948 | 303.36 | 0.32 | RAW | SPEC-1047 | Frontal and Handpiece casing
SPEC-1048 | BD-07 [Boden BD-07 Micro Piston pump] | 36 | 1800 | 50 | RAW | SPEC-1048 | Water pump
SPEC-1049 | 3116670 [SRF Vacuum filter, 1/8" cpl] | 8 | 427.84 | 53.48 | RAW | SPEC-1049 | Others
SPEC-1051 | 09 14 000 6252 [Pneumatic female contact 3mm] | 1191 | 7122.18 | 5.98 | RAW | SPEC-1051 | Others
SPEC-1052 | PTS-0248 [Umbilical HP FIT BS] | 35 | 349.56 | 9.9874 | RAW | SPEC-1052 | Wires
SPEC-1053 | PTS-0247 [SRF HP FC Coupling] | 100 | 678 | 6.78 | RAW | SPEC-1053 | Others
SPEC-1054 | 09 14 006 0313 [x2 Hinged Frame 6B (a-b)] | 5 | 139.32 | 27.864 | RAW | SPEC-1054 | Mechanized components
SPEC-1056 | LSR0952X0006 [MHR-a PCBA CONTROL BOARD] | 34 | 3292.9 | 96.85 | RAW | SPEC-1056 | Motherboard and wires
SPEC-1057 | MHR-a PCB Lambda Relay | 2 | 18.17 | 9.085 | RAW | SPEC-1057 | Motherboard and wires
SPEC-1058 | 005.13.051 [M-F Spacer, M3x5x11, steel] | 800 | 336 | 0.42 | RAW | SPEC-1058 | Others
SPEC-1059 | MP008074 [SCREW, CHEESE HEAD SLOTTED, M3, 12MM] | 300 | 10.2 | 0.034 | RAW | SPEC-1059 | Mechanized components
SPEC-106 | Silentblock - 107083 | 824 | 1739.24 | 2.1107 | RAW | SPEC-106 | Mechanized components | ROALDO TECNICAS DE FIJACION SL
SPEC-1060 | 0218008.HXP [Fuse, Cartridge, 8 A, 250 V, 5mm x 20mm] | 8 | 10 | 1.25 | RAW | SPEC-1060 | Others
SPEC-1061 | S4BBB [Audio Connector, 3 Contacts, Jack, 6.35mm, PCB Mount, Nickel Plated Contacts] | 97 | 156.17 | 1.61 | RAW | SPEC-1061 | Motherboard and wires
SPEC-1063 | 09 14 000 6353 [Connector Contact, Pneumatic, Out Dia 3mm, Pin, Crimp, Brass] | 28 | 482.44 | 17.23 | RAW | SPEC-1063 | Others
SPEC-1064 | 1025U06R08 [Legris clear tube, OD:6mm, ID:4mm] | 87.5 | 55.74 | 0.63703 | RAW | SPEC-1064 | Others
SPEC-1065 | 1025U06R08 [Legris clear tube, OD:8mm, ID:5.5mm] | 197.5 | 202.44 | 1.025 | RAW | SPEC-1065 | Others
SPEC-1067 | 3106 04 08 [Fitting Union 4-8 mm] | 130 | 464.1 | 3.57 | RAW | SPEC-1067 | Others
SPEC-1068 | 8195 [PCB Terminal, Brass, 1.57 mm, Tin] | 253 | 89.87 | 0.35522 | RAW | SPEC-1068 | Motherboard and wires
SPEC-1069 | PTS-1209 [DS AC CHILLER X BASE 1] | 5 | 163.1 | 32.62 | RAW | SPEC-1069 | Refrigerator
SPEC-107 | RAM Memory - AQD-SD3L2GN16-SQ1 | 94 | 2052.96 | 21.84 | RAW | SPEC-107 | Others | ADVANTECH EUROPE B.V.
SPEC-1070 | PTS-1204 [DS AC CHILLER X BASE 2] | 5 | 162.85 | 32.57 | RAW | SPEC-1070 | Refrigerator
SPEC-1071 | PTS-1195 [DS AC CHILLER TOP TRAY] | 4 | 509.76 | 127.44 | RAW | SPEC-1071 | Refrigerator
SPEC-1072 | PTS-1198 [DS AC CHILLER TOP COVER] | 1 | 9.56 | 9.56 | RAW | SPEC-1072 | Refrigerator
SPEC-1073 | [DS DEEP SCREW-ON FLUSH HANDLE, BLACK] | 36 | 371.08 | 10.3078 | RAW | SPEC-1073 | Mechanized components
SPEC-1074 | PTS-1283 [EBM DS CHILLER MOUNT] | 8 | 75.2 | 9.4 | RAW | SPEC-1074 | Refrigerator
SPEC-1075 | PTS-1202 [DS AC CHILLER X BASE SPACER SQUARED] | 8 | 70.64 | 8.83 | RAW | SPEC-1075 | Refrigerator
SPEC-1076 | PTS-1193 [DS AC CHILLER PVC MOUNT] | 4 | 334.43 | 83.6075 | RAW | SPEC-1076 | Refrigerator
SPEC-1077 | PTS-1192 [DS AC CHILLER COVER BASE] | 17 | 379.61 | 22.33 | RAW | SPEC-1077 | Refrigerator
SPEC-1078 | PTS-1200 [DS AC CHILLER COVER BACK] | 8 | 238.96 | 29.87 | RAW | SPEC-1078 | Refrigerator
SPEC-1079 | W2E142-BB01-01 [DS Axial fan,172x150x38mm] | 4 | 377.97 | 94.4925 | RAW | SPEC-1079 | Refrigerator
SPEC-108 | Connector x4 Hinged Frame - 09 14 016 0303 | 12 | 261.14 | 21.7617 | RAW | SPEC-108 | Electronic components | FARNELL
SPEC-108/DF | PTS-0431 [Connector x4 Hinged Frame - Harting 09 14 016 0303] DEFECTUOSO | 122 | 1241.96 | 10.18 | DEFECTIVE | SPEC-108DF | Harting connectors
SPEC-1080 | 303-91-166 [Steel Finger Guard for 172mm Fan] | 2 | 6.86 | 3.43 | RAW | SPEC-1080 | Refrigerator
SPEC-1081 | PTS-0632 [DS SERIAL COVER] | 15 | 33 | 2.2 | RAW | SPEC-1081 | Frontal and Handpiece casing
SPEC-1082 | DS DATA LABEL | 258 | 339.53 | 1.316 | RAW | SPEC-1082 | Others
SPEC-1083 | DS SMALL VINYL | 18 | 17.64 | 0.98 | RAW | SPEC-1083 | Others
SPEC-1084 | 300-13-153 [DPST, On-Off Rocker Switch Panel Mount] | 65 | 171.97 | 2.6457 | RAW | SPEC-1084 | Others
SPEC-1086 | PTS-1032 [DS FRONT COVER MOUNT R] | 9 | 28.25 | 3.1389 | RAW | SPEC-1086 | Frontal and Handpiece casing
SPEC-1087 | PTS-1037 [DS FRONT COVER MOUNT L] | 9 | 28.25 | 3.1389 | RAW | SPEC-1087 | Frontal and Handpiece casing
SPEC-1088 | PTS-1031 [DS MAIN MOUNT] | 22 | 617.76 | 28.08 | RAW | SPEC-1088 | Others
SPEC-1089 | PTS-0232 [DS SCREEN MOUNT] | 29 | 64.38 | 2.22 | RAW | SPEC-1089 | Others
SPEC-1090 | PTS-0184 [DS POLE] | 40 | 0.04 | 0.001 | RAW | SPEC-1090 | Others
SPEC-1091 | PTS-0182 [DS TOP TRAY] | 21 | 179.76 | 8.56 | RAW | SPEC-1091 | Others
SPEC-1092 | PTS-1277 [DS PS MOUNT] | 21 | 134.4 | 6.4 | RAW | SPEC-1092 | Others
SPEC-1093 | PTS-0899 [DS COPPER STRIP] | 81 | 1.3 | 0.016049 | RAW | SPEC-1093 | Others
SPEC-1094 | PTS-0340 [DS CONNECTOR BOX] | 11 | 840 | 76.3636 | RAW | SPEC-1094 | Box
SPEC-1095 | PTS-1217 [DS-B PUMP MOUNT] | 22 | 290.18 | 13.19 | RAW | SPEC-1095 | Water pump
SPEC-1096 | PTS-1218 [MHR DS-B INSULATOR SPACER] | 19 | 0.02 | 0.0010526 | RAW | SPEC-1096 | Others
SPEC-1097 | PTS-1279 [DS-B INSULATOR] | 3 | 308.78 | 102.9267 | RAW | SPEC-1097 | Others
SPEC-1098 | TDEX6015/TH12G [DS Heatsink fan, 0.5K/W, 60 x 60 x 47mm] | 22 | 782.89 | 35.5859 | RAW | SPEC-1098 | Refrigerator
SPEC-1099 | 43020-0400 [Micro-Fit 3.0 Male Connector Housing, 3mm Pitch, 4 Way, 2 Row] | 389 | 170.42 | 0.4381 | RAW | SPEC-1099 | Others
SPEC-110 | Pneumatic contact female 4 mm - 09 14 000 6258 | 148 | 2228.34 | 15.0564 | RAW | SPEC-110 | Electronic components | RS AMIDATA SAU
SPEC-1100 | PTS-1199 [DS AC CHILLER COVER FRONT] | 7 | 416.99 | 59.57 | RAW | SPEC-1100 | Refrigerator
SPEC-1101 | PTS-1203 [DS AC CHILLER X BASE SPACER DISC] | 34 | 47.06 | 1.3841 | RAW | SPEC-1101 | Refrigerator
SPEC-1102 | PET8BK50MR [Sleeving, Braided, 12 mm, PE (Polyester), Black, 50 m] | 150 | 107.65 | 0.71767 | RAW | SPEC-1102 | Others
SPEC-1103 | HSR-3000 9/3 [3M Heat Shrink Tubing, 9/3mm BK , -55<>135°C] | 21 | 88.49 | 4.2138 | RAW | SPEC-1103 | Others
SPEC-1104 | HSR-3000 18/6 [3M Heat Shrink Tubing, 18/6mm BK , -55<>135°C] | 10 | 70 | 7 | RAW | SPEC-1104 | Others
SPEC-1105 | SVH-41T-P1.1 [Female Crimp Terminal, 20AWG Min, 16AWG Max] | 41 | 2.5 | 0.060976 | RAW | SPEC-1105 | Others
SPEC-1107 | 43030-0001 [Micro-Fit 3.0 Series Female Crimp Terminal, 24AWG Min, 20AWG Max] | 200 | 13.8 | 0.069 | RAW | SPEC-1107 | Others
SPEC-1108 | 43025-0600 [Micro-Fit 3.0 Receptacle Connector Housing, 3mm Pitch, 6 Way, 2 Row] | 395 | 155.64 | 0.39403 | RAW | SPEC-1108 | Others
SPEC-1109 | 126250 [CRM SYNERGIES Welding strip, 60% Sn 40% Pb, 1mm, 100GRMS] | 9 | 185.98 | 20.6644 | RAW | SPEC-1109 | Others
SPEC-111 | Pneumatic female contact 3mm - 09 14 000 6257 | 360 | 3773.52 | 10.482 | RAW | SPEC-111 | Electronic components | RS AMIDATA SAU
SPEC-1110 | 93805A256 [Threaded Rod, DIN 976, M4 x 0.7 mm Thread Size, 16 mm Long, SS] | 1198 | 35.94 | 0.03 | RAW | SPEC-1110 | Others
SPEC-1111 | 74270091 [Ferrite Core, Cylindrical, 386 ohm, 12.7 mm Length, 9.5 mm ID, 17.5 mm OD] | 118 | 253.47 | 2.1481 | RAW | SPEC-1111 | Others
SPEC-1112 | RT314012 [Relay, Power PCB Relay RT1 Series, Power, Non Latching, SPDT] | 88 | 326.48 | 3.71 | RAW | SPEC-1112 | Motherboard and wires
SPEC-1113 | M20-9992046 [Pin Header, Board-to-Board, 2.54 mm, 1 Rows, 20 Contacts] | 101 | 55.34 | 0.54792 | RAW | SPEC-1113 | Others
SPEC-1114 | PTS-1178 [SRF Generator Heatsink] | 29 | 1449.79 | 49.9928 | RAW | SPEC-1114 | Others
SPEC-1115 | PTS-1681 [SRF BS Tip] | 312 | 71.76 | 0.23 | RAW | SPEC-1115 | Others
SPEC-1116 | PTS-1162 [SRF BS Tip Back] | 32 | 452.64 | 14.145 | RAW | SPEC-1116 | Others
SPEC-1117 | PTS-1161 [SRF BS RF Mount] | 9 | 158.75 | 17.6389 | RAW | SPEC-1117 | Others
SPEC-1117/DF | PTS-1161 [SRF BS RF Mount] DEFECTUOSO | 56 | 1369.42 | 24.4539 | DEFECTIVE | SPEC-1117DF | Others
SPEC-1118 | PTS-1182 [SFR Generator heatsink mount] | 22 | 470.05 | 21.3659 | RAW | SPEC-1118 | Others
SPEC-1119 | KPEG242 [Transducer, Buzzer, Continuous, 70 dB, 4.1 kHz, Through Hole] | 83 | 84.66 | 1.02 | RAW | SPEC-1119 | Others
SPEC-112 | Harting 09140022602 | 300 | 6045 | 20.15 | RAW | SPEC-112 | Harting connectors
SPEC-1120 | PRJ_501-1-50135_C1 [Generador PCB] | 6 | 5400 | 900 | RAW | SPEC-1120 | Motherboard and wires
SPEC-1120/DF | PRJ_501-1-50135_C1 [Generador PCB] DEFECTUOSO | 2 | 1800 | 900 | DEFECTIVE | SPEC-1120DF | Motherboard and wires
SPEC-1121 | PTS-1927 [SRF BS Cover] | 385 | 146.3 | 0.38 | RAW | SPEC-1121 | Frontal and Handpiece casing
SPEC-1122 | 196-5541 [Nitrile Rubber O-Ring, 8mm Bore, 11.2mm Outer Diameter] | 83 | 10.05 | 0.12108 | RAW | SPEC-1122 | Others
SPEC-1123 | 196-5396 [Nitrile Rubber O-Ring, 8mm Bore, 10mm Outer Diameter] | 188 | 14.48 | 0.077021 | RAW | SPEC-1123 | Others
SPEC-1124 | PTS-1164 [SRF BS applied] | 15 | 279.23 | 18.6153 | RAW | SPEC-1124 | Others
SPEC-1125 | PTS-0258 [SRF FC Body] | 33 | 533.08 | 16.1539 | RAW | SPEC-1125 | Others
SPEC-1126 | PTS-0267 [SRF FC Wedge] | 22 | 450.56 | 20.48 | RAW | SPEC-1126 | Others
SPEC-1127 | PTS-1170 [SRF FS tip mount] | 6 | 78.25 | 13.0417 | RAW | SPEC-1127 | Others
SPEC-1128 | PTS-1687 [SRF FS tip] | 828 | 149.04 | 0.18 | RAW | SPEC-1128 | Others
SPEC-1129 | 2212S-20SG-85 [PCB Receptacle, Board-to-Board, 2.54 mm, 1 Rows, 20 Contacts] | 34 | 14.01 | 0.41206 | RAW | SPEC-1129 | Motherboard and wires
SPEC-1130 | 490-1317 [Peltier Module, 17.9W, 3.9A, 7.6V, 30 x 15mm] | 56 | 1186.61 | 21.1895 | RAW | SPEC-1130 | Others
SPEC-1132 | 255-6373 [FKM O-Ring, 59mm Bore, 62mm Outer Diameter] | 133 | 57.46 | 0.43203 | RAW | SPEC-1132 | Others
SPEC-1133 | 21KBTF06DPXGR [DS CHILLER FEMALE RECTUS FITTING, RED, Tube ID 6mm] | 6 | 73.44 | 12.24 | RAW | SPEC-1133 | Refrigerator
SPEC-1134 | 21SBTF06DPXR [DS CHILLER MALE RECTUS FITTING, RED, Tube ID 6mm] | 5 | 52.07 | 10.414 | RAW | SPEC-1134 | Refrigerator
SPEC-1135 | 21SBTF06DPXB [DS CHILLER MALE RECTUS FITTING, BLUE, Tube ID 6mm] | 5 | 52.09 | 10.418 | RAW | SPEC-1135 | Refrigerator
SPEC-1136 | 21SBTF06DPXGB [DS CHILLER FEMALE RECTUS FITTING, BLUE, Tube ID 6mm] | 6 | 76.17 | 12.695 | RAW | SPEC-1136 | Refrigerator
SPEC-1137 | PTS-1222 [SRF Gen Plate] | 19 | 219.64 | 11.56 | RAW | SPEC-1137 | Others
SPEC-1138 | PTS-1287 [SRF FC spacer cover] | 938 | 253.26 | 0.27 | RAW | SPEC-1138 | Frontal and Handpiece casing
SPEC-1139 | MHR BLENDED HAIR REMOVAL PROTOCOL | 84 | 491.99 | 5.857 | RAW | SPEC-1139 | Others
SPEC-1140 | MHR BLENDED HAIR REMOVAL BROCHURE (ENGLISH) | 203 | 406 | 2 | RAW | SPEC-1140 | Others
SPEC-1141 | DS HIGH POWER DIODE LASER BROCHURE (ENGLISH) | 156 | 312 | 2 | RAW | SPEC-1141 | Diode
SPEC-1142 | DS HIGH POWER DIODE LASER BROCHURE (PORTUGUESE) | 90 | 180 | 2 | RAW | SPEC-1142 | Diode
SPEC-1143 | DS HIGH POWER DIODE LASER BROCHURE (SPANISH) | 261 | 482.85 | 1.85 | RAW | SPEC-1143 | Diode
SPEC-1144 | MHR HIGH POWER DIODE LASER BROCHURE (SPANISH) | 174 | 348 | 2 | RAW | SPEC-1144 | Diode
SPEC-1145 | MHR HIGH POWER DIODE LASER BROCHURE (FRENCH) | 100 | 185 | 1.85 | RAW | SPEC-1145 | Diode
SPEC-1146 | MHR HIGH POWER DIODE LASER BROCHURE (ITALIAN) | 104 | 208 | 2 | RAW | SPEC-1146 | Diode
SPEC-1147 | MHR/DS QR LABEL | 171 | 51.81 | 0.30298 | RAW | SPEC-1147 | Others
SPEC-1148 | AHR QR LABEL | 1137 | 219.44 | 0.193 | RAW | SPEC-1148 | Others
SPEC-1149 | MHR 110 BACK COVER LABEL | 329 | 231.62 | 0.70401 | RAW | SPEC-1149 | Frontal and Handpiece casing
SPEC-1150 | MHR 230 BACK COVER LABEL | 227 | 85.58 | 0.377 | RAW | SPEC-1150 | Frontal and Handpiece casing
SPEC-1151 | AHR 110 BACK COVER LABEL | 287 | 202.05 | 0.70401 | RAW | SPEC-1151 | Frontal and Handpiece casing
SPEC-1152 | AHR 230 BACK COVER LABEL | 405 | 424.04 | 1.047 | RAW | SPEC-1152 | Frontal and Handpiece casing
SPEC-1153 | QUAD HANDPIECE MHR LABEL | 139 | 35.17 | 0.25302 | RAW | SPEC-1153 | Others
SPEC-1154 | DUAL HANDPIECE MHR LABEL | 87 | 22.03 | 0.25322 | RAW | SPEC-1154 | Others
SPEC-1155 | SINGLE HANDPIECE MHR LABEL | 374 | 94.62 | 0.25299 | RAW | SPEC-1155 | Others
SPEC-1156 | 3D LEASEIR RESIN LOGO STICKER | 233 | 516.1 | 2.215 | RAW | SPEC-1156 | Others
SPEC-1157 | LEASEIR LOGO LABEL | 78 | 56.78 | 0.72795 | RAW | SPEC-1157 | Others
SPEC-1159 | 255-6365 [FKM O-Ring O-Ring, 48mm Bore, 52mm Outer Diameter] | 117 | 47.27 | 0.40402 | RAW | SPEC-1159 | Others
SPEC-116 | MIO-2263E-S3A1E | 318 | 72298.66 | 227.3543 | RAW | SPEC-116 | Others | ADVANTECH EUROPE B.V.
SPEC-1160 | MHR HIGH POWER DIODE LASER BROCHURE (ENGLISH) | 151 | 302 | 2 | RAW | SPEC-1160 | Diode
SPEC-1161 | LSR0952X0009 [PCBA Cap Charger LML] | 3 | 537.75 | 179.25 | RAW | SPEC-1161 | Motherboard and wires
SPEC-1162 | 4,8x280mm cable tie | 688 | 34.4 | 0.05 | RAW | SPEC-1162 | Wires
SPEC-1163 | AHR Handpiece covers + hanger clip (2 carcasas + mecanizado Typi + soporte) | 9 | 1006.56 | 111.84 | RAW | SPEC-1163 | Frontal and Handpiece casing
SPEC-1164 | MHR HAIR REMOVAL PROTOCOL (SPANISH) | 97 | 688.99 | 7.103 | RAW | SPEC-1164 | Others
SPEC-1165 | TT0095.NG.C [Heat Shrink Tube, OD: 9.5mm, Color:Black] | 43.6 | 45.42 | 1.0417 | RAW | SPEC-1165 | Others
SPEC-1167 | TT0127.NG.C [Heat Shrink Tube, OD: 12.7mm, Color:Black] | 88 | 313.89 | 3.5669 | RAW | SPEC-1167 | Others
SPEC-1168 | 2518193 [2.54mm 4 Way 1 Row Straight PCB Socket Strip] | 290 | 196.04 | 0.676 | RAW | SPEC-1168 | Motherboard and wires
SPEC-117 | HP sticker plate | 494 | 98.8 | 0.2 | RAW | SPEC-117 | Others
SPEC-1170 | MHR QUICK START GUIDE WITH PEDAL (SPANISH) | 122 | 562.42 | 4.61 | RAW | SPEC-1170 | Others
SPEC-1171 | MHR QUICK START GUIDE WITHOUT PEDAL (SPANISH) | 101 | 217.25 | 2.151 | RAW | SPEC-1171 | Others
SPEC-1172 | WHITE CELLULOSE PAPER ROLL | 5 | 70 | 14 | RAW | SPEC-1172 | Others
SPEC-1173 | LSR0952X0026 [MANHATTAN PCB MODULE] | 27 | 553.5 | 20.5 | RAW | SPEC-1173 | Motherboard and wires
SPEC-1175 | NURAL 10 [REPAIR PUTTY BAR, 110grs] | 4 | 64 | 16 | RAW | SPEC-1175 | Others
SPEC-1176 | SILVER KING LIQUID METAL COMPOUND | 8 | 160 | 20 | RAW | SPEC-1176 | Others
SPEC-1177 | 1N5819 [40V 1A, Schottky Diode, 2-Pin DO-204AL] | 50 | 7.4 | 0.148 | RAW | SPEC-1177 | Diode
SPEC-1178 | TT0048.NG.C [Heat Shrink Tube, OD: 4.8mm, Color:Black] | 36 | 250.2 | 6.95 | RAW | SPEC-1178 | Others
SPEC-1179 | MHR HIGH POWER DIODE LASER BROCHURE (PORTUGUESE) | 99 | 183.15 | 1.85 | RAW | SPEC-1179 | Diode
SPEC-118 | Stage 1 MHR Xcell - 230 | 2 | 1266.63 | 633.315 | WIP | SPEC-118
SPEC-1180 | MHR HIGH POWER DIODE LASER BROCHURE (FRENCH) | 141 | 282 | 2 | RAW | SPEC-1180 | Diode
SPEC-1181 | MHR BLEND HIGH POWER DIODE LASER BROCHURE (SPANISH) | 179 | 331.15 | 1.85 | RAW | SPEC-1181 | Diode
SPEC-1182 | MHR QUICK START GUIDE WITH PEDAL (ENGLISH) | 61 | 281.21 | 4.61 | RAW | SPEC-1182 | Others
SPEC-1183 | SRF BROCHURE - FOLLETO SRF PLATAFORMA INTEGRAL CELULITE E REMODELAÇAO (PORTUGUÉS) | 107 | 197.2 | 1.843 | RAW | SPEC-1183 | Others
SPEC-1185 | LSR0952X0022 [MHR-A PBA MAIN BOARD] | 40 | 9462.8 | 236.57 | RAW | SPEC-1185 | Motherboard and wires
SPEC-1186 | 200277-1104 [Female PCB Connector Housing, 2.5mm Pitch, 1 Row] | 83 | 30.46 | 0.36699 | RAW | SPEC-1186 | Motherboard and wires
SPEC-1187 | 201447-2400 [Male Crimp Terminal, 22AWG Min, 20AWG Max] | 400 | 55.6 | 0.139 | RAW | SPEC-1187 | Others
SPEC-1188 | LSR0952X0020 [MHR-a PCBA HAND PIECE BUFFER] | 94 | 2956.3 | 31.45 | RAW | SPEC-1188 | Motherboard and wires
SPEC-119 | Fitting straight M5 to 6mm - 3181 04 19 | 123 | 451.9 | 3.674 | RAW | SPEC-119 | Mechanized components | COMERCIAL BECANI SL
SPEC-1190 | 43020-0201 [Micro-Fit 3.0 Male Connector Housing, 3mm Pitch, 2 Way, 2 Row] | 71 | 24.71 | 0.34803 | RAW | SPEC-1190 | Others
SPEC-1191 | Pedal guard | 26 | 1608.14 | 61.8515 | RAW | SPEC-1191 | Others | IRIS SPA ACCESORIOS DE HIDROMASAJE, SL
SPEC-120 | Locknut, ISO 10511, M6 x 1.0 mm Thread, 6 mm High | 1280 | 64 | 0.05 | RAW | SPEC-120 | Mechanized components | ALSABE EFECTOS NAVALES E INDUSTRIALES SL
SPEC-1202 | 43045-0412 [Micro-Fit 3.0 PCB Header, 4 Contact(s), 3.0mm Pitch, 2 Row(s), Shrouded] | 109 | 138.76 | 1.273 | RAW | SPEC-1202 | Motherboard and wires
SPEC-1203 | PTS-0936 [DS-b back Cover] | 4 | 200 | 50 | RAW | SPEC-1203 | Frontal and Handpiece casing
SPEC-1206 | 5130.0201 [16 IEC Appliance Inlet C20 with Filter] | 117 | 2021.76 | 17.28 | RAW | SPEC-1206 | Others
SPEC-1207 | PTS-0541 [MHR DS FOAM BASE BLIND] | 15 | 105 | 7 | RAW | SPEC-1207 | Others
SPEC-1208 | PTS-0543 [MHR DS FOAM BASE CUT] | 15 | 105 | 7 | RAW | SPEC-1208 | Others
SPEC-1209 | PTS-0542 [MHR DS FOAM TOP] | 32 | 224 | 7 | RAW | SPEC-1209 | Others
SPEC-1210 | PTS-0544 [MHR DS FOAM WEDGE] | 18 | 126 | 7 | RAW | SPEC-1210 | Others
SPEC-1211 | 43045-0400 [Micro-Fit 3.0 Series Right Angle PCB Header, 4 Contact(s), 3.0mm Pitch, 2 Row(s), Shrouded] | 153 | 156.52 | 1.023 | RAW | SPEC-1211 | Motherboard and wires
SPEC-1212 | PTS-0628 [DS QUICK CON COVER] | 25 | 411 | 16.44 | RAW | SPEC-1212 | Frontal and Handpiece casing
SPEC-1215 | 50394-8051 [Milli-Grid Female Crimp Terminal, 30AWG Min, 24AWG Max] | 500 | 88 | 0.176 | RAW | SPEC-1215 | Others
SPEC-1216 | 51110-1050 [Milli-Grid Female Connector Housing, 2mm Pitch, 10 Way, 2 Row] | 170 | 38.25 | 0.225 | RAW | SPEC-1216 | Others
SPEC-1217 | PETBK10B10 [Sleeving, Expandable, Braided, PE (Polyester), Black, 10 mm, 10 m, 32.8 ft] | 150 | 159.75 | 1.065 | RAW | SPEC-1217 | Others
SPEC-1218 | 3180 08 00 [Y Tube-to-Tube Adaptor, Push In 8 mm] | 20 | 69.74 | 3.487 | RAW | SPEC-1218 | Others
SPEC-1219 | 107271 [FLAT RUBBER PEDAL] | 6 | 166.62 | 27.77 | RAW | SPEC-1219 | Others
SPEC-122 | Molex 43025-0200 Connector | 766 | 160.07 | 0.20897 | RAW | SPEC-122 | Electronic components | FARNELL
SPEC-1220 | AD592CNZ [Temperature Sensor IC, Analogue, 0.5°C, -25 °C, 105 °C, TO-92, 3 Pins] | 25 | 657 | 26.28 | RAW | SPEC-1220 | Others
SPEC-1222 | BVH-21T-P1.1 [Female Crimp Terminal, 22AWG Min, 18AWG Max] | 100 | 6.2 | 0.062 | RAW | SPEC-1222 | Others
SPEC-1226 | RSCB31ES [Adhesive closure bubble bag 18x30cm] | 119 | 52.36 | 0.44 | RAW | SPEC-1226 | Others
SPEC-123 | Locknut, ISO 10511 - M5 x 0.8 mm Thread, 5 mm High | 3647 | 109.41 | 0.03 | RAW | SPEC-123 | Mechanized components | ALSABE EFECTOS NAVALES E INDUSTRIALES SL
SPEC-1230 | BOX OF NITRILE GLOVES SIZE 6 | 10 | 140 | 14 | RAW | SPEC-1230 | Box
SPEC-1232 | BOX OF NITRILE GLOVES SIZE 8 | 5 | 70 | 14 | RAW | SPEC-1232 | Box
SPEC-1233 | BOX OF NITRILE GLOVES SIZE 9 | 4 | 56 | 14 | RAW | SPEC-1233 | Box
SPEC-1234 | 91292A121 [ISO 4762 M4 x 0.7 mm Thread, 20 mm Long] | 100 | 7 | 0.07 | RAW | SPEC-1234 | Others
SPEC-1235 | BLACK PALLET WRAPPING FILM ROLL | 8 | 68 | 8.5 | RAW | SPEC-1235 | Others
SPEC-1237 | 09140006152 [Pneumatic contact male 3,0 mm] | 947 | 5646.02 | 5.962 | RAW | SPEC-1237 | Others
SPEC-124 | Hex countersunk head screw, ISO 10642 M5 x 0.8 mm Thread, 16 mm Long | 312 | 12.48 | 0.04 | RAW | SPEC-124 | Mechanized components | ALSABE EFECTOS NAVALES E INDUSTRIALES SL
SPEC-1240 | 31060400 [Fitting union 4-4mm] | 130 | 243.76 | 1.8751 | RAW | SPEC-1240 | Others
SPEC-1241 | 406190124000 [PCB Mount Power Relay, 12V dc Coil, 16A Switching Current, SPDT] | 23 | 102.35 | 4.45 | RAW | SPEC-1241 | Motherboard and wires
SPEC-1244 | 51110-1450 [Milli-Grid Female Connector Housing, 2mm Pitch, 14 Way, 2 Row] | 483 | 152.63 | 0.316 | RAW | SPEC-1244 | Others
SPEC-1247 | HSR-3000 24/8 [3M Heat Shrink Tubing, 24/8mm BK , -55<>135°C] | 5 | 18.58 | 3.716 | RAW | SPEC-1247 | Others
SPEC-1248 | CR2032 [CMOS 3V BATTERY] | 87 | 105.01 | 1.207 | RAW | SPEC-1248 | Others
SPEC-1249 | AHR guía de inicio | 25 | 160.25 | 6.41 | RAW | SPEC-1249 | Others
SPEC-1250 | QUICK GUIDE AHR | 88 | 473.44 | 5.38 | RAW | SPEC-1250 | Others
SPEC-1251 | QT-8 [ Grey Elastomer 888mm Cable Grommet] (Pasamuros Icotek) | 45 | 74.52 | 1.656 | RAW | SPEC-1251 | Wires
SPEC-1252 | 608-2RSL [ Single Row Deep Groove Ball Bearing- Both Sides Sealed 8mm I.D, 22mm O.D] | 25 | 150 | 6 | RAW | SPEC-1252 | Others
SPEC-1253 | 1712591 [M4 Anti Vibration Mount, Male to Female Bobbin, 5.5kg Compression Load] | 110 | 291.61 | 2.651 | RAW | SPEC-1253 | Others
SPEC-1254 | 550011023 [Inner Circlip I-23, DIN 472] | 118 | 17.7 | 0.15 | RAW | SPEC-1254 | Others
SPEC-1255 | 91292A149 [[ISO 4762 M8 x 1.25 mm Thread, 30 mm Long]] | 970 | 291 | 0.3 | RAW | SPEC-1255 | Others
SPEC-1256 | C01200200880M [SRF BS Pogopin Spring, OD:3.05mm, 22.35mm free length] | 97 | 286.15 | 2.95 | RAW | SPEC-1256 | Others
SPEC-1257 | C01200180620M [SRF FS Pogopin Spring, OD:3.05mm, 15.75mm free length] | 43 | 147.15 | 3.4221 | RAW | SPEC-1257 | Others
SPEC-1258 | PTS-1185 [SRF Gen Base] | 27 | 204.12 | 7.56 | RAW | SPEC-1258 | Others
SPEC-1259 | PTS-2242 [SRF Air pump base] | 20 | 91 | 4.55 | RAW | SPEC-1259 | Water pump
SPEC-1260 | 913-1049 [Jack Connector 6.35 mm Panel Mount Stereo Socket, 3Pole 5A] | 33 | 392.04 | 11.88 | RAW | SPEC-1260 | Others
SPEC-1262 | CRGH1206J100K [ CRGH 100k?, 1206 (3216M) Thick Film SMD Resistor ±5% 0.5W] | 100 | 2 | 0.02 | RAW | SPEC-1262 | Others
SPEC-1263 | 43030-0007 [Micro-Fit 3.0 Female Crimp Terminal, 24AWG Min, 20AWG Max] | 800 | 88.8 | 0.111 | RAW | SPEC-1263 | Others
SPEC-1264 | PFX530 [Fixed rubber foot, diameter 19 mm, screws M5 x 30 mm] | 16 | 67.2 | 4.2 | RAW | SPEC-1264 | Mechanized components
SPEC-1267 | 97467A693 [M8 x 1.25 Rivet Nut 18-8 SS] | 90 | 18 | 0.2 | RAW | SPEC-1267 | Mechanized components
SPEC-1268 | PTS-0701 [MHR-DS PLATFORM HP HANGER PORT] | 48 | 780 | 16.25 | RAW | SPEC-1268 | Others
SPEC-1269 | PTS-1274 [SRF Connector x2 cover with rods] | 75 | 2645.35 | 35.2713 | RAW | SPEC-1269 | Frontal and Handpiece casing
SPEC-127 | Locknut, ISO 10511 - M4 x 0.7 mm Thread, 5 mm High | 1552 | 31.04 | 0.02 | RAW | SPEC-127 | Mechanized components | ALSABE EFECTOS NAVALES E INDUSTRIALES SL
SPEC-1271 | [92125A196 Hex Drive Flat Head screw, ISO 10642, M4x0.7 mm Thread, 18 mm Long, SS] | 100 | 3 | 0.03 | RAW | SPEC-1271 | Mechanized components
SPEC-1272 | 1817 00 10 [Cylindrical BSP female thread bushing G1/8, 19 mm] | 20 | 315.18 | 15.759 | RAW | SPEC-1272 | Others
SPEC-1273 | 3102 06 08 [Pneumatic fitting, Snap-fit, 6-8 mm] | 25 | 114.62 | 4.5848 | RAW | SPEC-1273 | Others
SPEC-1274 | 91292A123 [Socket Head Screw, M3 x 0.5 mm Thread, 20 mm Long, SS] | 880 | 35.2 | 0.04 | RAW | SPEC-1274 | Mechanized components
SPEC-1275 | T28X190 [Motedis post 28x190, M8 threaded] | 74 | 98.79 | 1.335 | RAW | SPEC-1275 | Others
SPEC-1276 | 09 14 006 0361 [Han hinged frame plus, for 2 modules A-B] | 50 | 1056.3 | 21.126 | RAW | SPEC-1276 | Mechanized components
SPEC-1277 | 159-1478 [Nitrile Rubber O-ring, Ø 1.6 mm x 8.5 m] | 97.5 | 91.35 | 0.93692 | RAW | SPEC-1277 | Others
SPEC-1278 | 176-2279 [pneumatic silencer, brass, 12 bar, threaded, male G 1/8] | 25 | 53.22 | 2.1288 | RAW | SPEC-1278 | Others
SPEC-1279 | VDW250-5G-2-01F-Q [Solenoid Valve, 3 port(s) , NO/NC, 24 V dc, 1/8in] | 12 | 241.49 | 20.1242 | RAW | SPEC-1279 | Others
SPEC-128 | Hex countersunk head screw, ISO 10642 - M4 x 0.7 mm Thread, 20 mm Long | 100 | 4 | 0.04 | RAW | SPEC-128 | Mechanized components | ALSABE EFECTOS NAVALES E INDUSTRIALES SL
SPEC-1280 | ASM-1655 [SRF PCB PS] | 27 | 670.95 | 24.85 | RAW | SPEC-1280 | Motherboard and wires
SPEC-1283 | 93805A259 [Threaded Rod, DIN 976, M8 x 1.25 mm Thread Size, 40 mm Long, SS] | 40 | 6 | 0.15 | RAW | SPEC-1283 | Others
SPEC-1284 | PTS-2249 [SRF Gen Mount] | 27 | 181.71 | 6.73 | RAW | SPEC-1284 | Others
SPEC-1285 | PTS-2309 [SRF Gen Box Top] | 23 | 236.09 | 10.2648 | RAW | SPEC-1285 | Box
SPEC-1286 | PTS-2328 [Umbilical guide fastener] | 13 | 14.56 | 1.12 | RAW | SPEC-1286 | Wires
SPEC-1287 | PTS-0242 [SRF Hanger Port R] | 39 | 235.01 | 6.0259 | RAW | SPEC-1287 | Others
SPEC-1288 | PTS-2329 [SRF Support Adapter_logo] | 62 | 112.22 | 1.81 | RAW | SPEC-1288 | Others
SPEC-1289 | PTS-2332 [HP SRF Support] | 14 | 396.48 | 28.32 | RAW | SPEC-1289 | Others
SPEC-1290 | HTSB-M3-15-5-2 [Standoff, M3 Thread, 15mm Body, Brass, Male/Female] | 20 | 7.12 | 0.356 | RAW | SPEC-1290 | Others
SPEC-1292 | PRJ_501-1-50110_C1 [SRF Control PCB] | 11 | 2533.3 | 230.3 | RAW | SPEC-1292 | Motherboard and wires
SPEC-1293 | PRJ_501-1-50114_B1 [SRF RF PCB] | 13 | 4866.29 | 374.33 | RAW | SPEC-1293 | Motherboard and wires
SPEC-1294 | PTS-1703 [SRF Fuse plate] | 14 | 49 | 3.5 | RAW | SPEC-1294 | Others
SPEC-1295 | PTS-0263 [SRF umbilical ferrule] | 127 | 919.1 | 7.237 | RAW | SPEC-1295 | Wires
SPEC-1296 | PTS-1169 [FS Tip back] | 24 | 287.42 | 11.9758 | RAW | SPEC-1296 | Others
SPEC-1297 | PTS-2257 [SRF FS Spring holder] | 41 | 244.45 | 5.9622 | RAW | SPEC-1297 | Others
SPEC-1298 | PTS-1167 [FS applied cylinder] | 36 | 65.77 | 1.8269 | RAW | SPEC-1298 | Others
SPEC-1299 | PTS-1937 [FS Applier copper] | 24 | 410.46 | 17.1025 | RAW | SPEC-1299 | Others
SPEC-130 | Rivet nut, M4 x 0.70, 18-8 SS | 2094 | 544.44 | 0.26 | RAW | SPEC-130 | Mechanized components | ALSABE EFECTOS NAVALES E INDUSTRIALES SL
SPEC-1300 | PTS-2252 [SRF BS Spring holder] | 32 | 287.23 | 8.9759 | RAW | SPEC-1300 | Others
SPEC-1301 | PTS-0260 [SRF Umbillical Cover] | 91 | 2226.5 | 24.467 | RAW | SPEC-1301 | Frontal and Handpiece casing
SPEC-1302 | PTS-1090 [SRF Switch Holder] | 97 | 145.5 | 1.5 | RAW | SPEC-1302 | Others
SPEC-1303 | PTS-1984 [SRF BS Electrode clip x2] | 36 | 48.6 | 1.35 | RAW | SPEC-1303 | Others
SPEC-1304 | BAHÍA MHR COMPLETA EQUALTIA | 2 | 37.36 | 18.68 | RAW | SPEC-1304 | Others
SPEC-1305 | BAHÍA AHR COMPLETA (Caliport AHR complete assembly) | 6 | 26.7 | 4.45 | RAW | SPEC-1305 | Others
SPEC-1308 | PTS-0261 [SRF Con Label Cover] | 69 | 117.84 | 1.7078 | RAW | SPEC-1308 | Frontal and Handpiece casing
SPEC-1313 | MHR DS 230V Chiller Cart | 6 | 6661.49 | 1110.2483 | WIP | SPEC-1313
SPEC-1314 | PTS-1086 [SRF Hanger Pocket Blind] | 5 | 26.9 | 5.38 | RAW | SPEC-1314 | Others
SPEC-1315 | 123-1876 [Wera L Shape Metric, 4mm] | 27 | 8.1 | 0.3 | RAW | SPEC-1315 | Others
SPEC-1317 | 680S3W3103L401 [3 Way Panel Mount D-sub Connector Plug, 6.85mm Pitch] | 92 | 799.76 | 8.693 | RAW | SPEC-1317 | Others
SPEC-1319 | 1100U06R08 [Legris clear tube OD 6mm] | 211.65 | 200.64 | 0.94798 | RAW | SPEC-1319 | Others
SPEC-132 | Socket head cap screw, ISO 4762 M4 x 0.7 mm Thread, 10 mm Long | 324 | 12.96 | 0.04 | RAW | SPEC-132 | Mechanized components | ALSABE EFECTOS NAVALES E INDUSTRIALES SL
SPEC-1320 | 1100U08R08 [Legris clear tube OD 8mm] | 214.25 | 323.95 | 1.512 | RAW | SPEC-1320 | Others
SPEC-1324 | 970-015-030R121 [Zinc D Sub Backshell, 15 Way] | 61 | 402.6 | 6.6 | RAW | SPEC-1324 | Others
SPEC-1326 | 43645-0300 [Micro-Fit Female Crimp Connector Housing, 3mm Pitch, 3 Way, 1 Row] | 100 | 69.1 | 0.691 | RAW | SPEC-1326 | Others
SPEC-1327 | DE09S064TLF [9 Way Panel Mount D-sub Connector Socket, 2.74mm Pitch] | 224 | 100.8 | 0.45 | RAW | SPEC-1327 | Others
SPEC-133 | Motedis 28x515mm M8 | 102 | 391.27 | 3.836 | RAW | SPEC-133 | Others | MOTEDIS SLU
SPEC-1333 | ASM-0332.001 [PCBA HP BS Board] | 87 | 1678.41 | 19.2921 | RAW | SPEC-1333 | Motherboard and wires
SPEC-1334 | ASM-0335.001 [PCBA SRF Suction Sense] | 51 | 1974.72 | 38.72 | RAW | SPEC-1334 | Motherboard and wires
SPEC-1335 | 1A-004-14 [Lt. Gray Vacuum Drain Tubing 7/16" PVC] | 168.25 | 364.26 | 2.165 | RAW | SPEC-1335 | Others
SPEC-1336 | PTS-0262.001 [SRF Con Label Plate] | 30 | 25.5 | 0.85 | RAW | SPEC-1336 | Others
SPEC-1337 | PTS-1926 [SRF HP Cover R] | 322 | 279.48 | 0.86795 | RAW | SPEC-1337 | Frontal and Handpiece casing
SPEC-1338 | PTS-1696 [SRF LML FS Label] | 18 | 5.09 | 0.28278 | RAW | SPEC-1338 | Others
SPEC-1339 | PTS-1925 [SRF HP Cover L] | 317 | 275.14 | 0.86795 | RAW | SPEC-1339 | Frontal and Handpiece casing
SPEC-134 | Socket head cap screw, ISO 4762 M8 x 1.25 mm Thread, 16 mm Long | 4007 | 320.56 | 0.08 | RAW | SPEC-134 | Mechanized components | ALSABE EFECTOS NAVALES E INDUSTRIALES SL
SPEC-1340 | ASM-2259 [PCB pogopin FS] | 96 | 757.15 | 7.887 | RAW | SPEC-1340 | Motherboard and wires
SPEC-1343 | 35507-0200 [Sherlock Female Connector Housing, 2mm Pitch, 2 Way, 1 Row] | 291 | 34.39 | 0.11818 | RAW | SPEC-1343 | Others
SPEC-1344 | 534-238 [Insulated Ring Terminal, M3 Stud Size, 0.5mm² to 1.5mm² Wire Size, Red] | 310 | 33.47 | 0.10797 | RAW | SPEC-1344 | Wires
SPEC-1345 | 09 14 006 0371 [Han hinged frame plus, for 2 modules a-b] | 3 | 67.18 | 22.3933 | RAW | SPEC-1345 | Mechanized components
SPEC-1348 | ASM-2256 [PCBA BS SUCTION] | 25 | 725.5 | 29.02 | RAW | SPEC-1348 | Motherboard and wires
SPEC-1349 | S-05-05-N [Magnetic disc Ø 5 mm, height 5 mm, holds approx. 940 g] | 160 | 33.12 | 0.207 | RAW | SPEC-1349 | Others
SPEC-135 | Socket head cap screw, ISO 4762 M10 x 1.5 mm Thread 100 mm Long | 380 | 285 | 0.75 | RAW | SPEC-135 | Mechanized components | ALSABE EFECTOS NAVALES E INDUSTRIALES SL
SPEC-1350 | PTS-1697 [SRF LML BS Label] | 18 | 5.09 | 0.28278 | RAW | SPEC-1350 | Others
SPEC-1351 | 1N4148 [Switching Diode, 300mA 100V, 2-Pin DO-35] | 1480 | 45.88 | 0.031 | RAW | SPEC-1351 | Diode
SPEC-1352 | 196-5422 [Nitrile Rubber O-Ring O-Ring, 28mm Bore, 30mm Outer Diameter] | 45 | 4.32 | 0.096 | RAW | SPEC-1352 | Others
SPEC-1355 | 746600330R [PCB Terminal, BUSH, SMD Open, Brass, 4.5 mm, Tin, REDCUBE WP-THRBU] | 140 | 258.56 | 1.8469 | RAW | SPEC-1355 | Motherboard and wires
SPEC-1356 | G2RV-1-S-AP-G DC11 [Plug In Signal Relay, 12V dc Coil, 50mA Switching Current, SPDT] | 24 | 234.36 | 9.765 | RAW | SPEC-1356 | Others
SPEC-1357 | 3199 06 19 [Fitting Elbow M5 to 6mm] | 14 | 39.38 | 2.8129 | RAW | SPEC-1357 | Others
SPEC-1358 | 458-695 [Insulated Crimp Bootlace Ferrule, 8mm Pin Length, 1.2mm Pin Diameter, 0.75mm² Wire Size, Blue] | 1546 | 78.85 | 0.051003 | RAW | SPEC-1358 | Wires
SPEC-1359 | PTS-1696 [SRF LML FC Label] | 18 | 5.1 | 0.28333 | RAW | SPEC-1359 | Others
SPEC-136 | Molex - 46235-0001 | 1053 | 115.74 | 0.10991 | RAW | SPEC-136 | Electronic components | FARNELL
SPEC-1360 | SRF PROTOCOL (ITALIAN) | 53 | 216.29 | 4.0809 | RAW | SPEC-1360 | Others
SPEC-1361 | WSRF-0001 [Mains_Box] | 20 | 2094.96 | 104.748 | RAW | SPEC-1361 | Box
SPEC-1362 | WSRF-0002 [Power_Supply] | 20 | 154.8 | 7.74 | RAW | SPEC-1362 | Others
SPEC-1363 | WSRF-0003 [HMI_Power] | 20 | 43 | 2.15 | RAW | SPEC-1363 | Others
SPEC-1364 | WSRF-0004 [HMI_serial] | 20 | 156.52 | 7.826 | RAW | SPEC-1364 | Others
SPEC-1365 | WSRF-0005 [Touch _Data] | 11 | 29.33 | 2.6664 | RAW | SPEC-1365 | Others
SPEC-1366 | WSRF-0006 [FC_Temp_Sensor] | 11 | 139.53 | 12.6845 | RAW | SPEC-1366 | Others
SPEC-1367 | WSRF-0007 [Console_Harting] | 14 | 523.74 | 37.41 | RAW | SPEC-1367 | Harting connectors
SPEC-1368 | WSRF-0008 [Foot_Switch] | 19 | 516.34 | 27.1758 | RAW | SPEC-1368 | Others
SPEC-1369 | WSRF-0009 [RF_Data] | 20 | 175.44 | 8.772 | RAW | SPEC-1369 | Others
SPEC-1370 | WSRF-0010 [Generator_Power] | 29 | 785.61 | 27.09 | RAW | SPEC-1370 | Others
SPEC-1371 | WSRF-0011 [Generator_Data] | 20 | 167.7 | 8.385 | RAW | SPEC-1371 | Others
SPEC-1372 | WSRF-0012 [Generator_Coaxial] | 20 | 103.2 | 5.16 | RAW | SPEC-1372 | Others
SPEC-1373 | WSRF-0013 [Valve_SF] | 18 | 23.22 | 1.29 | RAW | SPEC-1373 | Others
SPEC-1374 | WSRF-0014 [Valve_Switch] | 18 | 23.22 | 1.29 | RAW | SPEC-1374 | Others
SPEC-1375 | WSRF-0015 [Valve_BS] | 18 | 23.22 | 1.29 | RAW | SPEC-1375 | Others
SPEC-1376 | WSRF-0016 [Generator_Fan] | 18 | 27.09 | 1.505 | RAW | SPEC-1376 | Refrigerator
SPEC-1377 | WSRF-0017 [Vacuum_Pump] | 20 | 37.84 | 1.892 | RAW | SPEC-1377 | Water pump
SPEC-1378 | WSRF-0018 [Hydraulic_Pump] | 20 | 37.84 | 1.892 | RAW | SPEC-1378 | Water pump
SPEC-1381 | Colombia MHR Aesth 110 Console label | 59 | 64.78 | 1.098 | WIP | SPEC-1381
SPEC-1386 | 286163 [AHR SWITCH PEDAL] | 52 | 963.56 | 18.53 | RAW | SPEC-1386 | Others
SPEC-1387 | 186-3012 [USB 2.0 Cable, length 1.8m] | 6 | 51.9 | 8.65 | RAW | SPEC-1387 | Wires
SPEC-1388 | 39.077/200 [RJ-45 data transmission connection, 2m, CAT6, 28AWG] | 17 | 34 | 2 | RAW | SPEC-1388 | Others
SPEC-139 | Suction Al tube | 95.31 | 266.87 | 2.8 | RAW | SPEC-139 | Others | ALSABE EFECTOS NAVALES E INDUSTRIALES SL
SPEC-1390 | 022610 90 [Rounded head screw, DIN 603 A2/70, M10x90, SS] | 84 | 48.72 | 0.58 | RAW | SPEC-1390 | Mechanized components
SPEC-1391 | 082-97-RFX [RF/COAXIAL, N JACK, STRAIGHT, 50 OHM, SOLDER] | 113 | 942.76 | 8.343 | RAW | SPEC-1391 | Others
SPEC-1392 | Leaseir MHR 110 Aesthetic | 9 | 36787.39 | 4087.4878 | END_PRODUCT | SPEC-1392
SPEC-1393 | Leaseir MHR 230 Aesthetic | 1 | 4235 | 4235 | END_PRODUCT | SPEC-1393
SPEC-1395 | Leaseir Dual Aesthetic Handpiece | 14 | 48849.31 | 3489.2364 | WIP | SPEC-1395
SPEC-1396 | Leaseir Quad Aesthetic Handpiece | 1 | 3413.73 | 3413.73 | WIP | SPEC-1396
SPEC-140 | Fitting Bulkhead 8-8 - 3116 08 00 | 53 | 255.99 | 4.83 | RAW | SPEC-140 | Mechanized components | COMERCIAL BECANI SL
SPEC-1402 | Quad 220V Aesthetic Packaging | 1 | 898.31 | 898.31 | WIP | SPEC-1402
SPEC-1403 | PTS-2366 [HP Post seal L] SRF | 23 | 157.32 | 6.84 | RAW | SPEC-1403 | Others
SPEC-1404 | PTS-2368 [HP Post seal R] SRF | 9 | 58.32 | 6.48 | RAW | SPEC-1404 | Others
SPEC-1405 | AHR R cover + Hanger | 3 | 183.93 | 61.31 | RAW | SPEC-1405 | Frontal and Handpiece casing
SPEC-1406 | AHR Hair Removal guide (guía AHR La Depilación) | 32 | 147.52 | 4.61 | RAW | SPEC-1406 | Others
SPEC-1407 | R4-40X1/2 [Recessed Head Phillips Screw, R4-40X1/2, SS] | 500 | 210.5 | 0.421 | RAW | SPEC-1407 | Mechanized components
SPEC-1408 | MSP-600-36 [Switching power supply, 36V DC, 17.5A, 630W] | 18 | 4443.3 | 246.85 | RAW | SPEC-1408 | Power Supply
SPEC-1409 | Leaseir AHR Hair Removal | 82 | 441.16 | 5.38 | RAW | SPEC-1409 | Others
SPEC-1410 | QUICK GUIDE AHR (ENGLISH) | 5 | 5.38 | 1.076 | RAW | SPEC-1410 | Others
SPEC-1411 | Leaseir SRF BROCHURE (English) | 156 | 265.2 | 1.7 | RAW | SPEC-1411 | Others
SPEC-1412 | Pneumatic pedal | 26 | 1034.8 | 39.8 | RAW | SPEC-1412 | Others | IRIS SPA ACCESORIOS DE HIDROMASAJE, SL
SPEC-1413 | TF51A-C24-W103 [TopsFlo DC Micro pump] | 9 | 841.12 | 93.4578 | RAW | SPEC-1413 | Water pump
SPEC-1414 | MHR DS Painted Crate Mount | 5 | 68.9 | 13.78 | WIP | SPEC-1414 | Painting
SPEC-1415 | Caliport Go Ring | 45 | 369.97 | 8.2216 | RAW | SPEC-1415 | Others
SPEC-1416 | MSP-600-24 [Power Supply 24V 648W] | 8 | 1386.4 | 173.3 | RAW | SPEC-1416 | Power Supply
SPEC-1417 | MSP-600-48 [Power Supply 48V 648W]" | 15 | 3602.85 | 240.19 | RAW | SPEC-1417 | Power Supply
SPEC-1418 | QM7 [1200W / 1500W Modular power supply] | 8 | 7800 | 975 | RAW | SPEC-1418 | Power Supply
SPEC-1419 | CAD14ES [MHR DS Flightcase box] | 6 | 938.52 | 156.42 | RAW | SPEC-1419 | Box
SPEC-142 | Hailea - HC500A - 230V | 16 | 6880 | 430 | RAW | SPEC-142 | Others | AQ-ARIUM SOLUTIONS, S.L
SPEC-1420 | PTS-1126 [SRF HP Cardboard box] | 8 | 40 | 5 | RAW | SPEC-1420 | Box
SPEC-1421 | ASM-1127 [SRF FC/FS Foam] | 16 | 288 | 18 | RAW | SPEC-1421 | Others
SPEC-1422 | ASM-1128 [SRF BS Foam] | 8 | 144 | 18 | RAW | SPEC-1422 | Others
SPEC-1423 | QM4 [550W / 650W Modular power supply] | 4 | 1180 | 295 | RAW | SPEC-1423 | Power Supply
SPEC-1424 | PMBL2BC [SOBRE BURBUJA 22x26] | 301 | 166.1 | 0.55183 | RAW | SPEC-1424 | Others
SPEC-1425 | PMBL0BC [SOBRE BURBUJA 15x21] | 101 | 54.95 | 0.54406 | RAW | SPEC-1425 | Others
SPEC-1426 | PLC-RSC-12DC/21 [Interface Relay, DIN Rail Mount, 12V dc Coil, SPDT, 1-Pole] | 198 | 4233.24 | 21.38 | RAW | SPEC-1426 | Others
SPEC-1427 | TG-02BZ-24-025 [DC Micro Gear Pump] | 20 | 225.26 | 11.263 | RAW | SPEC-1427 | Water pump
SPEC-1429 | PTS-2270 [Umbilical guide] | 16 | 586.08 | 36.63 | RAW | SPEC-1429 | Wires
SPEC-1430 | ALS70A134NF063 [85C - Screw Terminal Aluminum Capacitor] | 192 | 11283.84 | 58.77 | RAW | SPEC-1430 | Condensator
SPEC-1432 | MC29375 [TERMINAL, BUTT SPLICE, CRIMP, BLUE] | 236 | 33.28 | 0.14102 | RAW | SPEC-1432 | Others
SPEC-1434 | 270220 [AT-6/4 yellow pre-insulated terminal] | 854 | 76.86 | 0.09 | RAW | SPEC-1434 | Others
SPEC-1436 | Carcasa pistola AHR + soporte (AHR r cover + hanger) | 11 | 916.96 | 83.36 | WIP | SPEC-1436
SPEC-1440 | Dual LH-M [Dual diode M structure) (diodo dual MHR montado) | 3 | 9137.42 | 3045.8067 | WIP | SPEC-1440
SPEC-1441 | Quad LH-M [Quad diode M structure) (diodo quad MHR montado) | 1 | 3267.76 | 3267.76 | WIP | SPEC-1441
SPEC-1443 | Filtro Schurter 3-124-295 | 74 | 1904.76 | 25.74 | RAW | SPEC-1443 | Others
SPEC-1444 | 0690061B [22AWG TS Wire, OD:2.1mm ,Color:Yellow/Green] | 200 | 21 | 0.105 | RAW | SPEC-1444 | Wires
SPEC-1445 | 02201404 [16AWG TS Wire, OD:2.9mm ,Color:Yellow] | 100 | 17.9 | 0.179 | RAW | SPEC-1445 | Wires
SPEC-1446 | 02201402 [16AWG TS Wire, OD:2.9mm ,Color:Gray] | 270 | 48.33 | 0.179 | RAW | SPEC-1446 | Wires
SPEC-1447 | 02201407 [16AWG TS Wire, OD:2.9mm ,Color:Brown] | 480 | 85.92 | 0.179 | RAW | SPEC-1447 | Wires
SPEC-1448 | 06901313 [18AWG TS Wire, OD:2.5mm,Color:Red] | 300 | 37.5 | 0.125 | RAW | SPEC-1448 | Wires
SPEC-1449 | 02201503 [14AWG TS Wire, OD:2.9mm ,Color:Red] | 200 | 54.4 | 0.272 | RAW | SPEC-1449 | Wires
SPEC-1450 | 74271222 [Split Ferrite Core, 12.5 mm, 265 ohms] | 112 | 545.55 | 4.871 | RAW | SPEC-1450 | Others
SPEC-1451 | SRF DIN Rail | 8 | 22.64 | 2.83 | RAW | SPEC-1451 | Others
SPEC-1453 | BLP05H6350XRG [LDMOS power transistor, 350W] | 15 | 49.26 | 3.284 | RAW | SPEC-1453 | Others
SPEC-1454 | Armortec SSD | 90 | 4459.5 | 49.55 | RAW | SPEC-1454 | Others
SPEC-1455 | Armotec PC | 62 | 4936.26 | 79.6171 | RAW | SPEC-1455 | Others
SPEC-1456 | SRF Reeled wire | 5 | 38.4 | 7.68 | RAW | SPEC-1456 | Wires
SPEC-1457 | Leaseir SRF Brochure (Spanish) | 159 | 270.3 | 1.7 | RAW | SPEC-1457 | Others
SPEC-1458 | Frontal Blue Vinyl Sticker | 56 | 186.48 | 3.33 | RAW | SPEC-1458 | Frontal and Handpiece casing
SPEC-1459 | 810-HR Back Sitcker | 17 | 14.94 | 0.87882 | RAW | SPEC-1459 | Others
SPEC-146 | Hailea - HC500A - 110V | 19 | 7600 | 400 | RAW | SPEC-146 | Others | AQ-ARIUM SOLUTIONS, S.L
SPEC-1460 | Single Pro V Label | 31 | 5.61 | 0.18097 | RAW | SPEC-1460 | Others
SPEC-1461 | PTS-2244.001 [SRF Valves base] | 7 | 25.9 | 3.7 | RAW | SPEC-1461 | Others
SPEC-1466 | MHR Dual BLEND Handpiece | 1 | 4379.59 | 4379.59 | WIP | SPEC-1466
SPEC-1477 | Single/Dual/Quad MHR sensor | 28 | 1247.02 | 44.5364 | WIP | SPEC-1477
SPEC-1479 | Gatillo completo MHR | 190 | 903 | 4.7526 | WIP | SPEC-1479
SPEC-148 | PCBA MHR-b Capcharger | 117 | 18550.35 | 158.55 | RAW | SPEC-148 | Motherboard and wires
SPEC-148/DF | PCBA MHR-b Capcharger DF | 10 | 1585.5 | 158.55 | DEFECTIVE | SPEC-148DF | Motherboard and wires
SPEC-1480 | AHR umbilical Cord | 6 | 246.89 | 41.1483 | RAW | SPEC-1480 | Wires
SPEC-1482 | BIOS CMOS (pila amarilla) | 55 | 109.71 | 1.9947 | RAW | SPEC-1482 | Others
SPEC-1483 | MHR Ethernet painted back cover | 2 | 700 | 350 | WIP | SPEC-1483
SPEC-1484 | 95.15.2SMA ZÓCALO Y CLIP [RELAY SOCKET, 8PIN, 10A, 250V, TH, BLUE] | 15 | 24 | 1.6 | RAW | SPEC-1484 | Others
SPEC-1485 | AHR 110V Mains power cord | 39 | 152.1 | 3.9 | RAW | SPEC-1485 | Others
SPEC-149 | PCBA MHR-b Mainboard | 98 | 11343.5 | 115.75 | RAW | SPEC-149 | Motherboard and wires
SPEC-1494 | DS Chiller Label | 56 | 21.62 | 0.38607 | RAW | SPEC-1494 | Refrigerator
SPEC-1501 | Quad 14x24 - Aesth Blend Prism | 103 | 4301.28 | 41.76 | RAW | SPEC-1501 | Optics/sapphires/prisms
SPEC-151 | PCB Control Board | 124 | 8153 | 65.75 | RAW | SPEC-151 | Motherboard and wires
SPEC-1512 | Lanyard Quad Blend | 500 | 350 | 0.7 | RAW | SPEC-1512 | Others | Publiasturias Procesos de Impresion S.L. (Graphic Shop)
SPEC-1513 | Lanyard Quad 810 | 472 | 330.4 | 0.7 | RAW | SPEC-1513 | Others
SPEC-1514 | Lanyard Dual Blend | 500 | 350 | 0.7 | RAW | SPEC-1514 | Others | Publiasturias Procesos de Impresion S.L. (Graphic Shop)
SPEC-1515 | Lanyard Dual 810 | 473 | 331.1 | 0.7 | RAW | SPEC-1515 | Others
SPEC-1516 | Lanyard Single | 498 | 348.6 | 0.7 | RAW | SPEC-1516 | Others | Publiasturias Procesos de Impresion S.L. (Graphic Shop)
SPEC-152 | PCBA Modular Ir Sensor | 334 | 634.6 | 1.9 | RAW | SPEC-152 | Motherboard and wires
SPEC-153 | PCBA MHR-b HP trigger | 193 | 723.75 | 3.75 | RAW | SPEC-153 | Motherboard and wires
SPEC-154 | PCBA MHR-b HP Main | 391 | 9247.15 | 23.65 | RAW | SPEC-154 | Motherboard and wires
SPEC-155 | PCBA MHR-b Caliport socket | 319 | 3237.85 | 10.15 | RAW | SPEC-155 | Motherboard and wires
SPEC-156 | PCBA MHR-b Caliport | 565 | 18927.5 | 33.5 | RAW | SPEC-156 | Motherboard and wires
SPEC-157 | PCBA MHR-b PS Relay | 256 | 6592 | 25.75 | RAW | SPEC-157 | Motherboard and wires
SPEC-159 | Bushing open 11.1-15.9mm | 3606 | 1496.49 | 0.415 | RAW | SPEC-159 | Others | ESSENTRA Components S.L.U.
SPEC-161 | Hex Socket Countersunk Head Screw, ISO 10642, M4 x 0.7 mm Thread, 16 mm Long, SS | 1742 | 52.26 | 0.03 | RAW | SPEC-161 | Mechanized components | ALSABE EFECTOS NAVALES E INDUSTRIALES SL
SPEC-162 | Copper strip | 165 | 209.55 | 1.27 | RAW | SPEC-162 | Others
SPEC-164 | 80mm DC fan | 6 | 52.99 | 8.8317 | RAW | SPEC-164 | Electronic components | FARNELL
SPEC-165 | Socket Head Screw, ISO 4762, M4 x 0.7 mm Thread, 35 mm Long, SS | 232 | 11.6 | 0.05 | RAW | SPEC-165 | Mechanized components | ALSABE EFECTOS NAVALES E INDUSTRIALES SL
SPEC-167 | Hex Socket Countersunk Head Screw, ISO 10642, M3 x 0.5 mm Thread, 6 mm Long, SS | 3151 | 72.2 | 0.022913 | RAW | SPEC-167 | Mechanized components | ALSABE EFECTOS NAVALES E INDUSTRIALES SL
SPEC-17 | Quad-b channels | 98 | 9631.44 | 98.28 | RAW | SPEC-17 | Others
SPEC-170 | Hex Socket Countersunk Head Screw, ISO 10642, M4 x 0.7 mm Thread, 12 mm Long | 1059 | 42.36 | 0.04 | RAW | SPEC-170 | Mechanized components | ALSABE EFECTOS NAVALES E INDUSTRIALES SL
SPEC-171 | Motedis 28X150.5 M8 | 116 | 128.76 | 1.11 | RAW | SPEC-171 | Others | MOTEDIS SLU
SPEC-172 | Hex Socket Countersunk Head Screw,ISO 10642, M3 x 0.5 mm Thread, 5 mm Long,SS | 2094 | 41.88 | 0.02 | RAW | SPEC-172 | Mechanized components
SPEC-177 | Socket Head Screw, ISO 4762 M4 x 0.7 mm Thread, 10 mm Long, SS | 1538 | 61.52 | 0.04 | RAW | SPEC-177 | Mechanized components
SPEC-179 | Fitting 90 degree 6mm to 1/8 - 3199 06 10 | 38 | 104.88 | 2.76 | RAW | SPEC-179 | Others
SPEC-18 | Single-b channels | 99 | 6914.16 | 69.84 | RAW | SPEC-18 | Others
SPEC-180 | Fitting Elbow 1/8 to 8mm - 3199 08 10 | 30 | 92.91 | 3.097 | RAW | SPEC-180 | Mechanized components | COMERCIAL BECANI SL
SPEC-181 | Fitting EQUAL CROSS 6mm - 3107 06 00 | 26 | 180.18 | 6.93 | RAW | SPEC-181 | Mechanized components | COMERCIAL BECANI SL
SPEC-182 | Fitting Union 8-6mm - 3182 08 00 | 63 | 173.88 | 2.76 | RAW | SPEC-182 | Mechanized components | COMERCIAL BECANI SL
SPEC-183 | Fitting Plug 8mm - 3126 08 00 | 18 | 13.61 | 0.75611 | RAW | SPEC-183 | Mechanized components | COMERCIAL BECANI SL
SPEC-184 | Fitting Union 6-8 mm - 3106 06 08 | 3 | 11.05 | 3.6833 | RAW | SPEC-184 | Mechanized components | COMERCIAL BECANI SL
SPEC-187 | Push in fitting RL31 Ø 6 1/8 - 2L31008 | 135 | 352.75 | 2.613 | RAW | SPEC-187 | Mechanized components | COMERCIAL BECANI SL
SPEC-188 | Fitting Y tube 6mm - 3140 06 00 | 4 | 17.64 | 4.41 | RAW | SPEC-188 | Mechanized components | COMERCIAL BECANI SL
SPEC-19 | Dual-b channels | 162 | 14929.92 | 92.16 | RAW | SPEC-19 | Others
SPEC-192 | Countersunk Head Screw, ISO 10642, M4 x 0.7 mm Thread, 8 mm Long, SS | 198 | 7.92 | 0.04 | RAW | SPEC-192 | Mechanized components | ALSABE EFECTOS NAVALES E INDUSTRIALES SL
SPEC-193 | Replacement cover for TUK- SACKS3PM | 88 | 730.33 | 8.2992 | RAW | SPEC-193 | Frontal and Handpiece casing
SPEC-194 | Socket Head Screw, ISO 4762, M3 x 0.5 mm Thread, 10 mm Long, SS | 372 | 7.44 | 0.02 | RAW | SPEC-194 | Mechanized components | ALSABE EFECTOS NAVALES E INDUSTRIALES SL
SPEC-195 | Locknut, DIN 985, M3 x 0.5 mm Thread, 4 mm High | 1448 | 28.96 | 0.02 | RAW | SPEC-195 | Mechanized components | ALSABE EFECTOS NAVALES E INDUSTRIALES SL
SPEC-196 | Terminal strip - mk 6/6 ref. 7906260000 | 129 | 1223.69 | 9.486 | RAW | SPEC-196 | Electronic components | FARNELL
SPEC-197 | Socket Head Screw, ISO 4762, M3 x 0.5 mm Thread, 25 mm Long, SS | 2346 | 70.38 | 0.03 | RAW | SPEC-197 | Mechanized components | ALSABE EFECTOS NAVALES E INDUSTRIALES SL
SPEC-198 | Socket Head Screw, ISO 4762, M4 x 0.7 mm Thread, 25 mm Long, SS | 895 | 44.75 | 0.05 | RAW | SPEC-198 | Mechanized components | ALSABE EFECTOS NAVALES E INDUSTRIALES SL
SPEC-202 | Shunt 30A-60mV | 98 | 3920 | 40 | RAW | SPEC-202 | Others
SPEC-205 | b touch protector | 171 | 4382.39 | 25.628 | RAW | SPEC-205 | Others
SPEC-205/DF | PTS-0815.003 [b touch protector] DEFECTUOSO | 43 | 1089.19 | 25.33 | DEFECTIVE | SPEC-205DF | Others
SPEC-207 | Disc magnet self-adhesive | 206 | 144.2 | 0.7 | RAW | SPEC-207 | Others | ALSABE EFECTOS NAVALES E INDUSTRIALES SL
SPEC-21 | Dual-b Frame | 372 | 9909.79 | 26.6392 | RAW | SPEC-21 | Mechanized components
SPEC-210 | Leaseir Logo Front Sticker | 127 | 342.9 | 2.7 | RAW | SPEC-210 | Others
SPEC-212_c | Stage 6 MHR Xcell - 230 Console, Final Unpacked | 3 | 12465.43 | 4155.1433 | WIP | SPEC-212_c
SPEC-213 | Fuse 16A 250VAC - 0034.3129 | 971 | 592.31 | 0.61 | RAW | SPEC-213 | Electronic components | FARNELL
SPEC-214 | Fuse 10A 250VAC - 0034.3127 | 484 | 182.6 | 0.37727 | RAW | SPEC-214 | Electronic components | FARNELL
SPEC-216 | MHR Console Back | 10 | 3400 | 340 | RAW | SPEC-216 | Others
SPEC-217 | M-F Hex Standoff Spacers, M3-05-5-2, 5mm, 5mm Long, M3, Brass | 585 | 731.25 | 1.25 | RAW | SPEC-217 | Others | ALSABE EFECTOS NAVALES E INDUSTRIALES SL
SPEC-218 | Electronics Cover | 27 | 280.7 | 10.3963 | RAW | SPEC-218 | Frontal and Handpiece casing
SPEC-221 | Console label cover | 187 | 697.51 | 3.73 | RAW | SPEC-221 | Frontal and Handpiece casing
SPEC-222 | Fuse plate 230 | 53 | 159 | 3 | RAW | SPEC-222 | Others
SPEC-223 | Fuse Plate 110 | 61 | 213.5 | 3.5 | RAW | SPEC-223 | Others
SPEC-225_c | Stage 6 MHR Xcell - 110 Console, Final Unpacked | 1 | 4035.88 | 4035.88 | WIP | SPEC-225_c
SPEC-226 | Quad HP Calibration Port | 31 | 2727.14 | 87.9723 | WIP | SPEC-226
SPEC-226/Pack_c | Quad caliport packaged for sale | 3 | 271.03 | 90.3433 | WIP | SPEC-226Pack_c
SPEC-228 | MHR-b caliport filter | 336 | 1387.01 | 4.128 | RAW | SPEC-228 | Others
SPEC-229 | MHR-b Caliport diffuser | 209 | 365.99 | 1.7511 | RAW | SPEC-229 | Others
SPEC-23 | Quad-b Frame | 176 | 4663.59 | 26.4977 | RAW | SPEC-23 | Mechanized components
SPEC-231 | MHR-b Caliport Label QUAD | 33 | 4.95 | 0.15 | RAW | SPEC-231 | Others
SPEC-232 | Dual HP Calibration Port | 9 | 671.95 | 74.6611 | WIP | SPEC-232
SPEC-232/Pack_c | Dual caliport packaged for sale | 3 | 223.83 | 74.61 | WIP | SPEC-232Pack_c
SPEC-233 | MHR-b Caliport Label DUAL | 28 | 4.14 | 0.14786 | RAW | SPEC-233 | Others
SPEC-234 | Single HP Calibration Port | 1 | 74.68 | 74.68 | WIP | SPEC-234
SPEC-238 | Hex Socket Countersunk Head Screw, ISO 10642, M6 x 1.0 mm Thread, 20 mm Long, SS | 590 | 35.4 | 0.06 | RAW | SPEC-238 | Mechanized components | ALSABE EFECTOS NAVALES E INDUSTRIALES SL
SPEC-239 | ISO 4762 M8 x 1.25 mm Thread, 20 mm Long | 168 | 16.8 | 0.1 | RAW | SPEC-239 | Others
SPEC-24 | MHR-b Umbilical coupling | 796 | 28169.65 | 35.389 | RAW | SPEC-24 | Wires
SPEC-241 | Socket Head Screw, ISO 4762 M4 x 0.7 mm Thread, 12 mm Long, SS | 2287 | 91.33 | 0.039934 | RAW | SPEC-241 | Mechanized components | ALSABE EFECTOS NAVALES E INDUSTRIALES SL
SPEC-242 | Socket Head Screw, ISO 4762 M4 x 0.7 mm Thread, 16 mm Long, SS | 1150 | 69 | 0.06 | RAW | SPEC-242 | Mechanized components | ALSABE EFECTOS NAVALES E INDUSTRIALES SL
SPEC-245 | Caliport Support | 32 | 123.52 | 3.86 | RAW | SPEC-245 | Others
SPEC-245/DF | PTS-0071.003 [Caliport Support] DEFECTUOSO | 128 | 494.08 | 3.86 | DEFECTIVE | SPEC-245DF | Others
SPEC-247 | Power-supply Mount | 19 | 49.97 | 2.63 | RAW | SPEC-247 | Others
SPEC-248 | Power-supply Enclosure | 18 | 311.58 | 17.31 | RAW | SPEC-248 | Box
SPEC-250 | Caliport (Calibay MHR) | 10 | 247.4 | 24.74 | RAW | SPEC-250 | Others
SPEC-251 | MHR top tray | 19 | 827.64 | 43.56 | RAW | SPEC-251 | Others
SPEC-252 | Solenoid Valve - RSC-1 | 421 | 905.36 | 2.1505 | RAW | SPEC-252 | Others | YUYAO No.4 INSTRUMENT FACTORY
SPEC-254 | Fitting Bulkhead 6-6 - 3116 06 00 | 43 | 180.6 | 4.2 | RAW | SPEC-254 | Mechanized components | COMERCIAL BECANI SL
SPEC-255 | MHR Frontal Cover | 42 | 9118.83 | 217.115 | RAW | SPEC-255 | Frontal and Handpiece casing
SPEC-256 | Stop switch EAO - 51-259.025 | 39 | 903.63 | 23.17 | RAW | SPEC-256 | Electronic components | FARNELL
SPEC-257 | Mains Power Switch - MSM_19_LA_CS_ST_2P | 45 | 868.82 | 19.3071 | RAW | SPEC-257 | Others | MOUSER ELECTRONICS INCORPORATED
SPEC-258 | MHR CA Umbilical | 1 | 168.13 | 168.13 | WIP | SPEC-258
SPEC-26 | Hanger port Spacer | 24 | 121.68 | 5.07 | RAW | SPEC-26 | Others
SPEC-265 | Screen support fixture | 40 | 538 | 13.45 | RAW | SPEC-265 | Others
SPEC-268 | HP Hanger Port | 97 | 2286.59 | 23.5731 | RAW | SPEC-268 | Others
SPEC-27 | Cover, Silentblocks (Color RAL 7012) | 431 | 2211.01 | 5.13 | RAW | SPEC-27 | Frontal and Handpiece casing
SPEC-271 | Flat washer, ISO 7092, M4, 4.300 mm ID, 8 mm OD | 2223 | 22.23 | 0.01 | RAW | SPEC-271 | Mechanized components | ALSABE EFECTOS NAVALES E INDUSTRIALES SL
SPEC-272 | Socket Head Screw, ISO 4762 M8 x 1.25 mm Thread, 12 mm Long, SS | 266 | 39.9 | 0.15 | RAW | SPEC-272 | Mechanized components | ALSABE EFECTOS NAVALES E INDUSTRIALES SL
SPEC-273 | ISO 4762 M3 x 0.5 mm Thread, 16 mm Long | 226 | 5.65 | 0.025 | RAW | SPEC-273 | Others
SPEC-274 | Flat washer, ISO 7092 M3, 3.200 mm ID, 6 mm OD, SS | 4314 | 43.14 | 0.01 | RAW | SPEC-274 | Mechanized components | ALSABE EFECTOS NAVALES E INDUSTRIALES SL
SPEC-275 | Socket Head Screw, ISO 4762 M3 x 0.5 mm Thread, 12 mm Long, 18-8 SS | 3259 | 97.77 | 0.03 | RAW | SPEC-275 | Mechanized components | ALSABE EFECTOS NAVALES E INDUSTRIALES SL
SPEC-276 | MOSS 0100210300VR M4 Countersunk Head, 16mm Nylon Slot Plain | 262 | 78.34 | 0.29901 | RAW | SPEC-276 | Electronic components | RS AMIDATA SAU
SPEC-279 | Textile cover | 284 | 4686 | 16.5 | RAW | SPEC-279 | Frontal and Handpiece casing
SPEC-28 | Cap 1 tube | 131 | 837.09 | 6.39 | RAW | SPEC-28 | Others
SPEC-280 | Operator goggles - ATD #52 780-830nm O.D6+ | 294 | 6496.76 | 22.0978 | RAW | SPEC-280 | Others | LASERPAIR CO., LIMITED
SPEC-281 | PAT patient blinds | 49 | 602.7 | 12.3 | RAW | SPEC-281 | Others | LASER LINCE
SPEC-282 | YAXINY 002192 LANYARD | 1446 | 2012.2 | 1.3916 | RAW | SPEC-282 | Others | ALSABE EFECTOS NAVALES E INDUSTRIALES SL
SPEC-283 | FOOT PEDAL | 17 | 1547 | 91 | RAW | SPEC-283 | Others | IRIS SPA ACCESORIOS DE HIDROMASAJE, SL
SPEC-289 | HP sticker cover | 681 | 1832.8 | 2.6913 | RAW | SPEC-289 | Frontal and Handpiece casing
SPEC-29 | Cap 4 tubes | 116 | 1069.28 | 9.2179 | RAW | SPEC-29 | Others
SPEC-290 | Harting lever - 09 00 0005221 | 153 | 573.75 | 3.75 | RAW | SPEC-290 | Electronic components | RS AMIDATA SAU
SPEC-291 | Harting Hinged 4mod frame - 09 14 016 0313 | 120 | 1196.4 | 9.97 | RAW | SPEC-291 | Electronic components | RS AMIDATA SAU
SPEC-291/DF | PTS-0566 [Harting Hinged 4mod frame - 09 14 016 0313] DEFECTUOSO | 100 | 614 | 6.14 | DEFECTIVE | SPEC-291DF | Harting connectors
SPEC-292 | Harting 8 signal male - 09 14 008 2634 | 116 | 1104.97 | 9.5256 | RAW | SPEC-292 | Electronic components | RS AMIDATA SAU
SPEC-292/DF | Harting 8 signal male - 09 14 008 2634 /DF | 145 | 1373.15 | 9.47 | DEFECTIVE | SPEC-292DF | Harting connectors
SPEC-293 | Harting x2 40A male - 09 14 002 2601 | 160 | 1717.8 | 10.7363 | RAW | SPEC-293 | Electronic components | RS AMIDATA SAU
SPEC-293/DF | Harting x2 40A male - 09 14 002 2601 | 127 | 1092.2 | 8.6 | DEFECTIVE | SPEC-293DF | Harting connectors
SPEC-295 | Socket Head Screw, ISO 4762 M5 x 0.8 mm Thread, 10 mm Long, SS | 4374 | 218.7 | 0.05 | RAW | SPEC-295 | Mechanized components | ALSABE EFECTOS NAVALES E INDUSTRIALES SL
SPEC-296 | Clevis Pin Plane Washer, ISO 7092 M5, 5.300 mm ID, 9.0 mm OD, SS | 64 | 0.64 | 0.01 | RAW | SPEC-296 | Mechanized components
SPEC-297 | Socket Head Screw, ISO 4762 M5 x 0.8 mm Thread, 6 mm Long, SS | 83 | 2.9 | 0.03494 | RAW | SPEC-297 | Mechanized components
SPEC-298 | PVC hose L=1850mm | 897.4 | 4279.46 | 4.7687 | RAW | SPEC-298 | Others | FREELIN-WADE A COILHOSE Co.
SPEC-3 | LNR Capacitor Enclosure | 86 | 393.88 | 4.58 | RAW | SPEC-3 | Condensator
SPEC-30 | HP Hanger clip | 207 | 2380.97 | 11.5023 | RAW | SPEC-30 | Others
SPEC-300 | RTAP ZH CPR 8x0.2 - 24AWG*8c in sleeve (Ascable-Recael) | 635.3 | 262.99 | 0.41396 | RAW | SPEC-300 | Wires | ASCABLE - RECAEL
SPEC-303 | IEC C19 Power Cord - Europa | 33 | 359.08 | 10.8812 | RAW | SPEC-303 | Others
SPEC-303/5M | IEC C19 Power Cord - Europa - 5 meters | 50 | 1294.2 | 25.884 | RAW | SPEC-3035M | Others
SPEC-303/5M/DF | IEC C19 Power Cord - Europa - 5 meters DEFECTUOSO | 14 | 334.18 | 23.87 | DEFECTIVE | SPEC-3035MDF | Others
SPEC-303/USA | IEC C19 Power Cord - USA | 78 | 948.64 | 12.1621 | RAW | SPEC-303USA | Others
SPEC-31 | MHR-b caliport housing | 96 | 1877.62 | 19.5585 | RAW | SPEC-31 | Others
SPEC-318 | CA MODULAR IR SENSOR | 361 | 634.47 | 1.7575 | RAW | SPEC-318 | Others
SPEC-32 | MHR-b Caliport back cover - Color RAL 7012 | 97 | 1260.48 | 12.9946 | RAW | SPEC-32 | Frontal and Handpiece casing
SPEC-320 | Lanyard Screw 10258/AS-M3 | 878 | 1317 | 1.5 | RAW | SPEC-320 | Mechanized components | ALSABE EFECTOS NAVALES E INDUSTRIALES SL
SPEC-321 | Socket Countersunk Head Screw, ISO 10642, M3 x 0.5 mm Thread, 8 mm Long, SS | 2060 | 41.2 | 0.02 | RAW | SPEC-321 | Mechanized components | ALSABE EFECTOS NAVALES E INDUSTRIALES SL
SPEC-322 | Socket Head Screw, ISO 4762 M3 x 0.5 mm Thread, 8 mm Long, SS | 1242 | 24.84 | 0.02 | RAW | SPEC-322 | Mechanized components | ALSABE EFECTOS NAVALES E INDUSTRIALES SL
SPEC-323 | Hex Nut, DIN 934, M3 x 0.5 mm Thread, Zinc-Plated, Class 8 | 2160 | 21.6 | 0.01 | RAW | SPEC-323 | Mechanized components | ESSENTRA Components S.L.U.
SPEC-324 | Pan Head Screw, MOSS 0080150000VR M3x30, Thread Length 30.0 mm, PA | 83 | 12.45 | 0.15 | RAW | SPEC-324 | Mechanized components
SPEC-325 | Warranty Seal | 2 | 5 | 2.5 | RAW | SPEC-325 | Others
SPEC-327 | Legris - 3106 04 06 - Union 6-4mm | 618 | 1996.62 | 3.2308 | RAW | SPEC-327 | Mechanized components | COMERCIAL BECANI SL
SPEC-328 | RS PRO Insulated Ring Terminal, M4 Stud Size, 2.5mm² to 6mm² Wire Size, Yellow | 825 | 229.36 | 0.27801 | RAW | SPEC-328 | Electronic components | RS AMIDATA SAU
SPEC-329 | Base (blue painted) | 74 | 3681.32 | 49.7476 | RAW | SPEC-329 | Painting
SPEC-33 | Hanger Port L | 166 | 1012.17 | 6.0974 | RAW | SPEC-33 | Others
SPEC-330 | LEASEIR DUAL 810-b Handpiece | 5 | 17501.56 | 3500.312 | WIP | SPEC-330
SPEC-333 | Straight Threaded Fitting M5_D4 - 3114 04 19 | 15 | 63 | 4.2 | RAW | SPEC-333 | Mechanized components | COMERCIAL BECANI SL
SPEC-334 | ANTIFREEZE CC-30 [COOLANT-ANTIFREEZE CC 30%] | 271.75 | 323.38 | 1.19 | RAW | SPEC-334 | Others | ALSABE EFECTOS NAVALES E INDUSTRIALES SL
SPEC-336 | Crimp end ferrule, Insulated, 8mm Pin, Black 16AWG 1.5mm² | 693 | 63.76 | 0.092006 | RAW | SPEC-336 | Electronic components | RS AMIDATA SAU
SPEC-338 | CA CONSOLE MODULAR CONNECTOR | 70 | 11016.6 | 157.38 | RAW | SPEC-338 | Others
SPEC-339 | CA AC MAINS | 57 | 4250.03 | 74.5619 | RAW | SPEC-339 | Others
SPEC-34 | MHR-b Umbilical support | 248 | 2583.93 | 10.4191 | RAW | SPEC-34 | Wires
SPEC-340 | Flat-tip Screw, DIN 913, M5 x 0.8 mm Thread, 6 mm Long, SS | 1022 | 15.33 | 0.015 | RAW | SPEC-340 | Mechanized components | ALSABE EFECTOS NAVALES E INDUSTRIALES SL
SPEC-341 | Flat-tip Screw, ISO 4026 , M5 x 0.8 mm Thread, 10 mm Long, SS | 474 | 14.22 | 0.03 | RAW | SPEC-341 | Mechanized components | ALSABE EFECTOS NAVALES E INDUSTRIALES SL
SPEC-342 | Plain Washer, ISO 7089, M5, 5.3 mm ID, 10 mm OD, SS | 3182 | 31.82 | 0.01 | RAW | SPEC-342 | Mechanized components | ALSABE EFECTOS NAVALES E INDUSTRIALES SL
SPEC-347 | CA 48VDC PS OUTPUT | 57 | 181.37 | 3.1819 | RAW | SPEC-347 | Others
SPEC-348 | CA STOP SWITCH | 58 | 2229.64 | 38.4421 | RAW | SPEC-348 | Others
SPEC-35 | MHR-b Umbilical Ferrule | 70 | 1318.29 | 18.8327 | RAW | SPEC-35 | Wires
SPEC-350 | Monocrom - 1ENSPSTM90-026, 808nm diode+Dual Prism | 29 | 101500 | 3500 | RAW | SPEC-350 | Diode | MONOCROM SL
SPEC-353 | Dual insulator | 96 | 144 | 1.5 | RAW | SPEC-353 | Others
SPEC-354_c | Sensors 20Bs | 61 | 1915.09 | 31.3949 | WIP | SPEC-354_c
SPEC-356 | Diode IR Sensor Mount 20BS | 186 | 559.86 | 3.01 | RAW | SPEC-356 | Diode
SPEC-357 | Diode IR Sensor TIp Mount | 469 | 703.5 | 1.5 | RAW | SPEC-357 | Diode
SPEC-358 | Diode IR Sensor Mount 10BS | 34 | 134.64 | 3.96 | RAW | SPEC-358 | Diode
SPEC-359 | Melexis MLX 90615 | 1995 | 8406.93 | 4.214 | RAW | SPEC-359 | Electronic components | DIGI-KEY Electronics INC
SPEC-36 | b - HP connector enclosure x4 (HARTBASE) | 255 | 5993.86 | 23.5053 | RAW | SPEC-36 | Box
SPEC-36/DF | PTS-1646.002 [b- HP connector enclosure x4] DEFECTUOSO | 19 | 444.45 | 23.3921 | DEFECTIVE | SPEC-36DF | Box
SPEC-361 | Molex 15131-0401, Pico-Lock-to-Pico-Lock Off-the -Shelf Cable Assembly,Female-Female, Single Row, 100mm Long, 4 circuits | 200 | 680 | 3.4 | RAW | SPEC-361 | Electronic components | FARNELL
SPEC-362 | MHR-b R cover + Hanger | 68 | 5134.9 | 75.5132 | WIP | SPEC-362
SPEC-366 | b HP trigger in mount | 7 | 39.46 | 5.6371 | WIP | SPEC-366
SPEC-367 | HP Seal 810 | 653 | 1697.8 | 2.6 | RAW | SPEC-367 | Others
SPEC-368 | Multimec 1PS-06 | 470 | 224.27 | 0.47717 | RAW | SPEC-368 | Electronic components | FARNELL
SPEC-369 | Multimec 5GTH9XX | 768 | 1794.05 | 2.336 | RAW | SPEC-369 | Electronic components | FARNELL
SPEC-37 | MHR-b CaliSingle Body | 115 | 2631.2 | 22.88 | RAW | SPEC-37 | Others
SPEC-370 | Switch Holder | 612 | 918 | 1.5 | RAW | SPEC-370 | Others
SPEC-373 | CA KEYSWITCH | 57 | 549.02 | 9.6319 | RAW | SPEC-373 | Others
SPEC-374 | CA EMBEDDED 12VDC + UART | 55 | 439.89 | 7.998 | RAW | SPEC-374 | Others
SPEC-375 | CA CHILLER ENABLE | 57 | 102.94 | 1.806 | RAW | SPEC-375 | Refrigerator
SPEC-376 | CA MOSFET SOURCE | 191 | 333.95 | 1.7484 | RAW | SPEC-376 | Others
SPEC-377 | CA 12VDC CHARGER BOARD | 95 | 196.08 | 2.064 | RAW | SPEC-377 | Others
SPEC-378 | CA MOSFET GATE | 106 | 140.28 | 1.3234 | RAW | SPEC-378 | Others
SPEC-379 | CA 12-24VDC INPUT MAINBOARD | 57 | 166.67 | 2.924 | RAW | SPEC-379 | Others
SPEC-38 | MHR-b CaliDual Body | 175 | 3482.57 | 19.9004 | RAW | SPEC-38 | Others
SPEC-380 | CA PS INPUT | 57 | 102.94 | 1.806 | RAW | SPEC-380 | Others
SPEC-381 | CA CAPACITOR CHARGE | 57 | 200.98 | 3.526 | RAW | SPEC-381 | Condensator
SPEC-382 | Quad insulator | 342 | 697.68 | 2.04 | RAW | SPEC-382 | Others
SPEC-384 | CA PHOTODIODES | 97 | 291.97 | 3.01 | RAW | SPEC-384 | Others
SPEC-385 | Quad-b sleeve | 530 | 143.1 | 0.27 | RAW | SPEC-385 | Others
SPEC-386 | CA TOUCH CONTROLLER | 53 | 191.44 | 3.6121 | RAW | SPEC-386 | Others
SPEC-387 | CA EXTENSION (VALVES,SENSOR NTC) | 78 | 597.01 | 7.654 | RAW | SPEC-387 | Others
SPEC-388 | CA LVDS | 302 | 3561.46 | 11.7929 | RAW | SPEC-388 | Others
SPEC-389 | CA AC COOLING UNIT (FILTER INPUT, COMPRESSOR) | 57 | 156.86 | 2.7519 | RAW | SPEC-389 | Refrigerator
SPEC-39 | MHR-b CaliQuad Body | 425 | 12377.87 | 29.1244 | RAW | SPEC-39 | Others
SPEC-390 | CA AC COOLING UNIT (FILTER LOAD, RELAY INPUT) | 57 | 112.75 | 1.9781 | RAW | SPEC-390 | Refrigerator
SPEC-391 | CA AC COOLING UNIT (FILTER OUTPUT, COMPRESSOR OUTPUT AND CHILLER FAN) | 57 | 84.32 | 1.4793 | RAW | SPEC-391 | Refrigerator
SPEC-392 | CA VALVES AND PUMP CONTROL RELAY | 57 | 274.51 | 4.816 | RAW | SPEC-392 | Water pump
SPEC-397 | Half din rail | 140 | 88.2 | 0.63 | RAW | SPEC-397 | Others
SPEC-399 | 93655A416 [M3 x 0.50 mm Thread Size, 6 mm Hex Size, 5 mm Long, 18-8 SS, M-F Hex Standoff] | 198 | 50.49 | 0.255 | RAW | SPEC-399 | Others | ALSABE EFECTOS NAVALES E INDUSTRIALES SL
SPEC-4 | Crate Mount | 75 | 433.5 | 5.78 | WIP | SPEC-4 | Others
SPEC-40 | Painted MHR-b Hanger port mount | 189 | 1715.34 | 9.0759 | WIP | SPEC-40
SPEC-400 | Socket Head Screw, ISO 4762 M5 x 0.8 mm Thread, 12 mm Long, SS | 232 | 9.28 | 0.04 | RAW | SPEC-400 | Mechanized components | ALSABE EFECTOS NAVALES E INDUSTRIALES SL
SPEC-406 | Blue tube OD.8mm, ID.5.5mm, 25mts - 1025U08 04 | 376.115 | 528.07 | 1.404 | RAW | SPEC-406 | Mechanized components | COMERCIAL BECANI SL
SPEC-407 | Blue tube OD.6mm, ID.4mm, 25mts - 1025U06 04 | 191.075 | 167.58 | 0.87704 | RAW | SPEC-407 | Mechanized components | COMERCIAL BECANI SL
SPEC-416 | O ring (cordón tórico de silicona, tubos de 5m) (meter a stock por mts) | 204.08 | 790.35 | 3.8727 | RAW | SPEC-416 | Others | ALSABE EFECTOS NAVALES E INDUSTRIALES SL
SPEC-418 | Clear tube, OD.4mm, ID.2,5mm, 25mts - 1025U04R08 | 207.95 | 140.16 | 0.67401 | RAW | SPEC-418 | Mechanized components | COMERCIAL BECANI SL
SPEC-419 | Connector console cover | 2 | 26.57 | 13.285 | RAW | SPEC-419 | Frontal and Handpiece casing
SPEC-420 | Connector M5 ferrule | 95 | 251.75 | 2.65 | RAW | SPEC-420 | Others
SPEC-422 | M3 nut cover | 139 | 310.17 | 2.2314 | RAW | SPEC-422 | Frontal and Handpiece casing
SPEC-423 | Pneumatic male fitting Ø4 - Harting 09 14 000 6153 | 97 | 756.02 | 7.794 | RAW | SPEC-423 | Electronic components | FARNELL
SPEC-424 | Harting 8 signal female - 09 14 008 2734 | 33 | 869.72 | 26.3552 | RAW | SPEC-424 | Harting connectors
SPEC-425 | Capillary | 215.6 | 594.42 | 2.7571 | RAW | SPEC-425 | Others
SPEC-426 | Single Tip, Coated | 10 | 696.87 | 69.687 | WIP | SPEC-426
SPEC-426/DF | PTS-0490.002 [Single Tip, Coated] (ACRO) DEFECTUOSO | 27 | 1139.48 | 42.203 | DEFECTIVE | SPEC-426DF | Others
SPEC-426/OER | Single Tip, Coated | 21 | 2742.81 | 130.61 | DEFECTIVE | SPEC-426OER | Others
SPEC-427 | Quad Tip, Coated | 110 | 9780.4 | 88.9127 | WIP | SPEC-427
SPEC-427/DF | Puntera Quad MHR Cromada (ACRO) CON DEFECTOS | 132 | 12355.2 | 93.6 | DEFECTIVE | SPEC-427DF | Others
SPEC-427/OER | Quad Tip, Coated | 47 | 4459.83 | 94.89 | DEFECTIVE | SPEC-427OER | Others
SPEC-428 | Dual Tip, coated | 18 | 1670 | 92.7778 | WIP | SPEC-428
SPEC-428/DF | Puntera Dual MHR Cromada (ACRO) CON DEFECTOS | 108 | 10099.08 | 93.51 | DEFECTIVE | SPEC-428DF | Others
SPEC-428/OER | Dual Tip, coated | 42 | 3927.42 | 93.51 | DEFECTIVE | SPEC-428OER | Others
SPEC-429 | Single window | 171 | 5294.16 | 30.96 | RAW | SPEC-429 | Optics/sapphires/prisms
SPEC-430 | Quad window | 104 | 4563.81 | 43.8828 | RAW | SPEC-430 | Optics/sapphires/prisms
SPEC-431 | Dual window | 156 | 6135.56 | 39.3305 | RAW | SPEC-431 | Optics/sapphires/prisms
SPEC-432 | M5 x 5.5 Nipple | 870 | 81.78 | 0.094 | RAW | SPEC-432 | Others
SPEC-436 | Mains EMI Filter - SFN2030B-16-06 | 73 | 1720.34 | 23.5663 | RAW | SPEC-436 | Others
SPEC-436/DF | PTS-0409 [Mains Emi filter - Schaffner SFN2030B-16-06] DEFECTUOSO | 100 | 2258 | 22.58 | DEFECTIVE | SPEC-436DF | Others
SPEC-438 | Fuse socket 5x20mm - Littelfuse Inc.- 82000000005 | 25 | 46.19 | 1.8476 | RAW | SPEC-438 | Electronic components | FARNELL
SPEC-438/DF | ASM-0408 [Fuse socket 5x20mm - Littelfuse Inc.- 82000000005] DEFECTUOSO | 13 | 24.18 | 1.86 | DEFECTIVE | SPEC-438DF | Others
SPEC-439 | Mains IEC C20 Socket | 25 | 61.58 | 2.4632 | RAW | SPEC-439 | Electronic components | RS AMIDATA SAU
SPEC-440 | Fitting M5 4mm T - 3198 04 19 | 592 | 2685.31 | 4.536 | RAW | SPEC-440 | Others
SPEC-441 | Fitting M5 4mm 90 - 3169 04 19 | 21 | 116.5 | 5.5476 | RAW | SPEC-441 | Mechanized components | COMERCIAL BECANI SL
SPEC-441/METALWORK | Racor acodado 2L31001 Metalwork | 86 | 251.02 | 2.9188 | RAW | SPEC-441METALWORK | Others
SPEC-442 | O ring 2x1 | 3959 | 153.68 | 0.038818 | RAW | SPEC-442 | Others | ALSABE EFECTOS NAVALES E INDUSTRIALES SL
SPEC-443 | O ring 33x1.5 | 940 | 216.2 | 0.23 | RAW | SPEC-443 | Others | ALSABE EFECTOS NAVALES E INDUSTRIALES SL
SPEC-444 | Pan Head Screw, ISO 7045 M4 x 0.70 mm Thread, 6mm Long, SS | 66 | 1.65 | 0.025 | RAW | SPEC-444 | Mechanized components | ALSABE EFECTOS NAVALES E INDUSTRIALES SL
SPEC-447 | TORNILLO DIN 912 M4x30 INOX (ALLEN) | 920 | 73.6 | 0.08 | RAW | SPEC-447 | Mechanized components | ALSABE EFECTOS NAVALES E INDUSTRIALES SL
SPEC-449 | Socket Head Screw, ISO 4762 M4 x 0.7 mm Thread, 8 mm Long, SS | 2647 | 105.88 | 0.04 | RAW | SPEC-449 | Mechanized components | ALSABE EFECTOS NAVALES E INDUSTRIALES SL
SPEC-450 | Prevailing Torque Nut, M4 x 0.7 mm Thread, 5.3 mm High, Class 8, Zinc Plated | 11 | 0.11 | 0.01 | RAW | SPEC-450 | Mechanized components | ALSABE EFECTOS NAVALES E INDUSTRIALES SL
SPEC-451 | Pan Head Screws, M4 x 0.70 mm Thread, 8mm Long, SS | 1728 | 86.4 | 0.05 | RAW | SPEC-451 | Mechanized components | ALSABE EFECTOS NAVALES E INDUSTRIALES SL
SPEC-452 | Multicomp S286B-1 Keyswitch | 31 | 158.5 | 5.1129 | RAW | SPEC-452 | Electronic components | FARNELL
SPEC-453 | Airswitch - Herga 6872-AC | 91 | 1686.23 | 18.53 | RAW | SPEC-453 | Electronic components | FARNELL
SPEC-454 | Door Interlock NP2RX-BAG | 7 | 33.56 | 4.7943 | RAW | SPEC-454 | Electronic components | FARNELL
SPEC-455 | Pneumatic x3 Body - Harting 09 14 003 4501 | 159 | 430.26 | 2.706 | RAW | SPEC-455 | Electronic components | FARNELL
SPEC-456 | Han Modular x2 40A - HARTING 09 14 002 2701 | 24 | 507.29 | 21.1371 | RAW | SPEC-456 | Electronic components | FARNELL
SPEC-456/DF | Han Modular x2 40A - HARTING 09 14 002 2701 DF | 6 | 135.9 | 22.65 | DEFECTIVE | SPEC-456DF | Harting connectors
SPEC-457 | Prevailing Torque Nut, M3 x 0.5 mm Thread, 4 mm High, Class 8, Zinc Plated | 176 | 3.52 | 0.02 | RAW | SPEC-457 | Mechanized components | ALSABE EFECTOS NAVALES E INDUSTRIALES SL
SPEC-459 | ASM Quad Tip | 25 | 2369.29 | 94.7716 | WIP | SPEC-459
SPEC-459/DF | ASM-0482.002 [ASM Quad Tip] CROMADA Y CON CAPILAR EQUALTIA DEFECTUOSO | 1 | 106.69 | 106.69 | DEFECTIVE | SPEC-459DF | Others
SPEC-461 | ASM Single Tip | 26 | 2149.42 | 82.67 | WIP | SPEC-461
SPEC-461/DF | ASM-0468.002 [ASM Single Tip] CROMADA Y CON CAPILAR EQUALTIA DEFECTUOSO | 1 | 106.6 | 106.6 | DEFECTIVE | SPEC-461DF | Others
SPEC-461/OER | ASM Single Tip | 15 | 1240.05 | 82.67 | DEFECTIVE | SPEC-461OER | Others
SPEC-464 | ASM Dual Tip | 45 | 4661.95 | 103.5989 | WIP | SPEC-464
SPEC-464/OER | ASM Dual Tip | 3 | 319.8 | 106.6 | DEFECTIVE | SPEC-464OER | Others
SPEC-465_c | Sensors 10Bs | 6 | 240.84 | 40.14 | WIP | SPEC-465_c
SPEC-470 | PCB Main Board MDD | 55 | 12294.04 | 223.528 | RAW | SPEC-470 | Motherboard and wires
SPEC-473 | PCB Lambda relay | 106 | 1335.4 | 12.5981 | RAW | SPEC-473 | Motherboard and wires
SPEC-474/AMZ | PCB 12V Thermostat Amazon | 49 | 436.59 | 8.91 | RAW | SPEC-474AMZ | Motherboard and wires
SPEC-479/110 | LEASEIR MHR LASER SYSTEM 110 CONSOLE | 1 | 3128.86 | 3128.86 | WIP | SPEC-479110
SPEC-480/230 | MHR 230 Wirings | 3 | 591.32 | 197.1067 | RAW | SPEC-480230 | Others
SPEC-485 | MHR Console label 230 - English version | 6 | 7.02 | 1.17 | WIP | SPEC-485 | Others
SPEC-487 | PCB Buffer ASM (placa PCB de los MDD, no de los MHR) | 56 | 1250.6 | 22.3321 | RAW | SPEC-487 | Motherboard and wires
SPEC-492 | Mains, Key, Fuse Enclosure | 56 | 1647.91 | 29.427 | RAW | SPEC-492 | Box
SPEC-492/DF | PTS-0088.002 [Mains, Key, Fuse Enclosure] DEFECTUOSO | 28 | 823.96 | 29.4271 | DEFECTIVE | SPEC-492DF | Box
SPEC-494 | Blue tube, OD.4mm, ID.2,5mm, 25mts - 1025U0404 | 463.1 | 247.3 | 0.53401 | RAW | SPEC-494 | Mechanized components | COMERCIAL BECANI SL
SPEC-496 | Sherlock Female Connector Housing, 2mm Pitch, 6 Way, 1 Row | 451 | 56.46 | 0.12519 | RAW | SPEC-496 | Electronic components | RS AMIDATA SAU
SPEC-497 | Leaseir MHR Laser System Handpiece Single 810 - English version | 4 | 5.62 | 1.405 | WIP | SPEC-497 | Others
SPEC-5 | b Mosfet Heat Spreader | 105 | 2706.77 | 25.7788 | RAW | SPEC-5 | Others
SPEC-50 | MHR-b HP Cover L | 73 | 3233.17 | 44.29 | RAW | SPEC-50 | Frontal and Handpiece casing
SPEC-500 | Leaseir MHR Laser System Handpiece Dual 810 - English version | 6 | 7.02 | 1.17 | WIP | SPEC-500 | Others
SPEC-506 | Carcasa pistola MDD + soporte (MDD r cover + hanger) | 16 | 940.96 | 58.81 | RAW | SPEC-506 | Frontal and Handpiece casing
SPEC-509 | Rivet Nut M4 | 232 | 30.16 | 0.13 | RAW | SPEC-509 | Mechanized components | ALSABE EFECTOS NAVALES E INDUSTRIALES SL
SPEC-51 | b Frontal Cover | 139 | 34146.12 | 245.6555 | RAW | SPEC-51 | Frontal and Handpiece casing
SPEC-511 | M-F Hex Standoff Spacer, M3-10-5-2, 5mm, 10mm Long, M3, Brass | 98 | 137.2 | 1.4 | RAW | SPEC-511 | Others | ALSABE EFECTOS NAVALES E INDUSTRIALES SL
SPEC-512 | Socket Head Screw, ISO 4762 M3 x 0.5 mm Thread, 6 mm Long, SS | 2273 | 90.75 | 0.039925 | RAW | SPEC-512 | Mechanized components | ALSABE EFECTOS NAVALES E INDUSTRIALES SL
SPEC-513 | Socket Head Screw, ISO 4762 M4 x 0.7 mm Thread, 40 mm Long, 20mm Thread length, SS | 1060 | 63.6 | 0.06 | RAW | SPEC-513 | Mechanized components | ALSABE EFECTOS NAVALES E INDUSTRIALES SL
SPEC-514 | Hex Socket Countersunk Head Screw, ISO 10642, M3 x 0.5 mm Thread, 10 mm Long, SS | 2982 | 59.64 | 0.02 | RAW | SPEC-514 | Mechanized components | ALSABE EFECTOS NAVALES E INDUSTRIALES SL
SPEC-516 | Prevailing torque High Nut, M10 x 1.5 mm Thread, Class 8, Zinc-Plated Steel | 1802 | 270.3 | 0.15 | RAW | SPEC-516 | Mechanized components | ALSABE EFECTOS NAVALES E INDUSTRIALES SL
SPEC-517 | Prevailing torque High Nut, M6 x 1.0 mm Thread, Class 8, Zinc-Plated Steel | 232 | 4.64 | 0.02 | RAW | SPEC-517 | Mechanized components
SPEC-518 | Socket Head Screw, ISO 4762 M5 x 0.8 mm Thread, 16 mm Long, SS | 4345 | 217.25 | 0.05 | RAW | SPEC-518 | Mechanized components | ALSABE EFECTOS NAVALES E INDUSTRIALES SL
SPEC-525 | Anti-tip label - TIP-N-TELL | 261 | 457.79 | 1.754 | RAW | SPEC-525 | Others | EMBALAJES CANTABRIA, SL
SPEC-527 | Holt melt adhesive white | 720 | 406.4 | 0.56444 | RAW | SPEC-527 | Others | ALSABE EFECTOS NAVALES E INDUSTRIALES SL
SPEC-528 | Insulation pipe - XG-06X006 | 248.8 | 114.45 | 0.46001 | RAW | SPEC-528 | Others | PECOMARK
SPEC-529 | Norland Optical Adhesive - 68 | 1 | 54.75 | 54.75 | RAW | SPEC-529 | Optics/sapphires/prisms | ALSABE EFECTOS NAVALES E INDUSTRIALES SL
SPEC-535 | Advantech - SSD 32Gb - Spare part | 15 | 706.95 | 47.13 | RAW | SPEC-535 | Computer | ADVANTECH EUROPE B.V.
SPEC-541 | Moludar contactor, 25A, 4 Poles | 58 | 2212.12 | 38.14 | RAW | SPEC-541 | Electronic components | FARNELL
SPEC-542 | Mains box - b | 57 | 1677.34 | 29.427 | RAW | SPEC-542 | Box
SPEC-543 | x4 Conn Cons Cover | 37 | 865.93 | 23.4035 | RAW | SPEC-543 | Frontal and Handpiece casing
SPEC-543/DF | PTS-0226.003 [x4 Conn Cons Cover] DEFECTUOSO | 85 | 1995.8 | 23.48 | DEFECTIVE | SPEC-543DF | Frontal and Handpiece casing
SPEC-544 | CA TOUCH DC IN | 257 | 883.48 | 3.4377 | RAW | SPEC-544 | Others
SPEC-545 | LA_0005 v1 | 7 | 0.35 | 0.05 | RAW | SPEC-545 | Others
SPEC-546 | Maximum Room Temperature | 34 | 10.85 | 0.31912 | RAW | SPEC-546 | Others
SPEC-552 | Grower Washer, M5, 5.4 mm ID, 8.8 mm OD, SS | 232 | 2.32 | 0.01 | RAW | SPEC-552 | Mechanized components | ALSABE EFECTOS NAVALES E INDUSTRIALES SL
SPEC-553 | Grower washer, M4, 4.4 mm ID, 7 mm OD, SS | 2497 | 24.97 | 0.01 | RAW | SPEC-553 | Mechanized components | ALSABE EFECTOS NAVALES E INDUSTRIALES SL
SPEC-554 | Slotted Countersunk Head Screws, M3, Thread 12mm long, Nylon | 198 | 29.7 | 0.15 | RAW | SPEC-554 | Mechanized components | ESSENTRA Components S.L.U.
SPEC-555 | Pan Head Screw, M3 x 0.50 mm Thread, 8mm Long, SS | 232 | 34.8 | 0.15 | RAW | SPEC-555 | Mechanized components | ALSABE EFECTOS NAVALES E INDUSTRIALES SL
SPEC-556 | Grower washer, M3, 3.4 mm ID, 5.6 mm OD, SS | 2201 | 22.01 | 0.01 | RAW | SPEC-556 | Mechanized components | ALSABE EFECTOS NAVALES E INDUSTRIALES SL
SPEC-559 | Socket Head Screw, ISO 4762 M2 x 0.4 mm Thread, 12 mm Long, SS | 22 | 0.88 | 0.04 | RAW | SPEC-559 | Mechanized components | ALSABE EFECTOS NAVALES E INDUSTRIALES SL
SPEC-560 | Slotted Countersunk Head Screws, M3, Thread 10mm long, Nylon | 1055 | 285.85 | 0.27095 | RAW | SPEC-560 | Mechanized components | ESSENTRA Components S.L.U.
SPEC-561 | O ring 3.5x2 | 283 | 19.81 | 0.07 | RAW | SPEC-561 | Electronic components | RS AMIDATA SAU
SPEC-565 | Frontal Cover gasket | 450.24 | 986.03 | 2.19 | RAW | SPEC-565 | Frontal and Handpiece casing
SPEC-566 | Interlock protector | 224 | 792.96 | 3.54 | RAW | SPEC-566 | Others
SPEC-568 | Cable Tie Mount | 1389 | 420.87 | 0.303 | RAW | SPEC-568 | Wires
SPEC-569 | 3.5x200mm Cable Tie | 4550 | 136.5 | 0.03 | RAW | SPEC-569 | Wires
SPEC-571 | CA EXTENSION SENSOR NTC | 58 | 47.39 | 0.81707 | RAW | SPEC-571 | Others
SPEC-572 | Dual-b sleeve | 790 | 213.3 | 0.27 | RAW | SPEC-572 | Others
SPEC-573 | Dual-b Window | 171 | 5688.06 | 33.2635 | RAW | SPEC-573 | Optics/sapphires/prisms
SPEC-574 | O ring 30x1mm, black, NBR | 382 | 357.93 | 0.93699 | RAW | SPEC-574 | Electronic components | RS AMIDATA SAU
SPEC-577 | Lasermet FDA AP-32x16 | 47 | 21.15 | 0.45 | RAW | SPEC-577 | Glasses | LASERMET LTD
SPEC-578 | Quad-b window | 64 | 4752 | 74.25 | RAW | SPEC-578 | Optics/sapphires/prisms | FUZHOU JYS OPTRONICS CO., LTD
SPEC-579 | Hex Socket Countersunk Head Screw, ISO 10642, M5 x 0.8 mm Thread, 20 mm Long, SS | 184 | 9.2 | 0.05 | RAW | SPEC-579 | Mechanized components | ALSABE EFECTOS NAVALES E INDUSTRIALES SL
SPEC-580 | Flat Washer, ISO 7093, M5, 5.3 mm ID, 15 mm OD | 1471.08 | 29.42 | 0.019999 | RAW | SPEC-580 | Mechanized components | ALSABE EFECTOS NAVALES E INDUSTRIALES SL
SPEC-582 | Plain Washer, ISO 7089, M10, 10.5 mm ID, 20 mm OD, SS | 1815 | 72.6 | 0.04 | RAW | SPEC-582 | Mechanized components | ALSABE EFECTOS NAVALES E INDUSTRIALES SL
SPEC-583 | Hex Socket Countersunk Head Screw, ISO 10642, M5 x 0.8 mm Thread, 25 mm Long, SS | 4730 | 141.9 | 0.03 | RAW | SPEC-583 | Mechanized components | ALSABE EFECTOS NAVALES E INDUSTRIALES SL
SPEC-584 | Hex Socket Countersunk Head Screw, ISO 10642, M6 x 1 mm Thread, 40 mm Long, SS | 2429 | 364.35 | 0.15 | RAW | SPEC-584 | Mechanized components | ALSABE EFECTOS NAVALES E INDUSTRIALES SL
SPEC-585 | Oversized Washer, DIN 9021, 6.4 mm ID, 18 mm OD,SS | 1820 | 54.6 | 0.03 | RAW | SPEC-585 | Mechanized components | ALSABE EFECTOS NAVALES E INDUSTRIALES SL
SPEC-586/110/Q_c | Xcell 110 Console + Quad HP + Caliport in crate | 1 | 8253.95 | 8253.95 | WIP | SPEC-586110Q_c
SPEC-587 | Semiconductor thermal grease | 25 | 396.1 | 15.844 | RAW | SPEC-587 | Electronic components | RS AMIDATA SAU
SPEC-588 | M-F Hex Standoff Spacer, M3, 5mm Hex size, 10mm Long ,8 mm Thread size, Brass | 620 | 930 | 1.5 | RAW | SPEC-588 | Others | ESSENTRA Components S.L.U.
SPEC-589 | M-F Hex Standoff Spacer, M5, 8mm Hex size, 10mm Long ,8 mm Thread size, Brass | 1117 | 2345.7 | 2.1 | RAW | SPEC-589 | Electronic components | FARNELL
SPEC-590 | Self Adhesive Natural Cable Tie Mount 19 mm x 19mm, 4.1mm Max. Cable Tie Width | 10301 | 1019.8 | 0.099 | RAW | SPEC-590 | Electronic components | RS AMIDATA SAU
SPEC-591 | Bolt Protection Cap, M8, Distance Across Flats 12.8 mm, LDPE | 1512 | 440.07 | 0.29105 | RAW | SPEC-591 | Mechanized components | ESSENTRA Components S.L.U.
SPEC-592 | Tight-Grip External-Tooth Lock Washer,M4,DIN 6798, 4.3 mm ID, 8 mm OD,SS] | 4290 | 85.8 | 0.02 | RAW | SPEC-592 | Mechanized components | ALSABE EFECTOS NAVALES E INDUSTRIALES SL
SPEC-593 | Touchscreen gasket | 28.44 | 141.44 | 4.9733 | RAW | SPEC-593 | Electronic components | RS AMIDATA SAU
SPEC-594_c | MHR-b Umbilical Xcell | 38 | 8432.03 | 221.8955 | WIP | SPEC-594_c
SPEC-595 | Fuse plate 110-130 | 29 | 87 | 3 | RAW | SPEC-595 | Others
SPEC-596 | Flat Tip Screw, ISO 4026, DIN 913, M4 x 0.7 mm Thread, 8 mm Long, SS | 35 | 1.4 | 0.04 | RAW | SPEC-596 | Mechanized components | ALSABE EFECTOS NAVALES E INDUSTRIALES SL
SPEC-597 | Black tube, OD.4mm, ID.2.5mm, 25mts - 1025U04R01 | 260.8 | 185.95 | 0.713 | RAW | SPEC-597 | Mechanized components | COMERCIAL BECANI SL
SPEC-598 | Flat Tip Screw, ISO 4026, DIN 913, M4 x 0.7 mm Thread, 6 mm Long, SS | 3008 | 60.16 | 0.02 | RAW | SPEC-598 | Mechanized components | ALSABE EFECTOS NAVALES E INDUSTRIALES SL
SPEC-599 | SUPER GLUE BRUSH ON, 5G | 29 | 362.5 | 12.5 | RAW | SPEC-599 | Electronic components | FARNELL
SPEC-6 | Angle Mount | 90 | 111.6 | 1.24 | RAW | SPEC-6 | Others
SPEC-600 | Green/Yellow wire, UL1015,16AWG | 302.2 | 54.02 | 0.17876 | RAW | SPEC-600 | Electronic components | FARNELL
SPEC-601 | Plain Washer, ISO 7089, M3, 3.2mm ID, 7 mm OD, SS | 5772 | 34.63 | 0.0059997 | RAW | SPEC-601 | Mechanized components | ALSABE EFECTOS NAVALES E INDUSTRIALES SL
SPEC-605 | Legris black tube, 3mm OD, 1.8mm ID - 1025U030118 | 200 | 3856 | 19.28 | RAW | SPEC-605 | Mechanized components | COMERCIAL BECANI SL
SPEC-606 | Countersunk Washer, 5.3 mm ID, 16 mm OD, SS | 318 | 6.36 | 0.02 | RAW | SPEC-606 | Mechanized components | ALSABE EFECTOS NAVALES E INDUSTRIALES SL
SPEC-607 | Fitting 90º M3_D3 - 3218 03 09 | 1060 | 8586 | 8.1 | RAW | SPEC-607 | Mechanized components | COMERCIAL BECANI SL
SPEC-612 | Vernis Insulating Silicone Varnish- V 991 | 12 | 294.28 | 24.5233 | RAW | SPEC-612 | Others
SPEC-614 | Slot Countersunk Head Screw, DIN 963, M2 x 0.4 mm Thread, 20 mm Long, SS | 2116 | 63.48 | 0.03 | RAW | SPEC-614 | Electronic components | RS AMIDATA SAU
SPEC-615 | MHR-b Hanger port | 21 | 677.56 | 32.2648 | WIP | SPEC-615
SPEC-616 | Hex Socket Countersunk Head Screw, ISO 10642, M5 x 0.8 mm Thread, 10 mm Long, SS | 358 | 10.74 | 0.03 | RAW | SPEC-616 | Mechanized components | ALSABE EFECTOS NAVALES E INDUSTRIALES SL
SPEC-621 | O-Ring 34x1.5mm, Black, EPDM | 493 | 197.2 | 0.4 | RAW | SPEC-621 | Others | ALSABE EFECTOS NAVALES E INDUSTRIALES SL
SPEC-623 | Flat Tip Screw, ISO 4026, M3 x0.5 mm Thread , 6 mm Long, SS | 4069 | 481.76 | 0.1184 | RAW | SPEC-623 | Mechanized components | ALSABE EFECTOS NAVALES E INDUSTRIALES SL
SPEC-624 | Socket Head Screw, ISO 4762, M2x0.4 mm Thread, 6 mm Long, SS | 474 | 37.92 | 0.08 | RAW | SPEC-624 | Mechanized components | ALSABE EFECTOS NAVALES E INDUSTRIALES SL
SPEC-625 | O-Ring 1.5x1mm, Black ,EPDM | 4092 | 204.6 | 0.05 | RAW | SPEC-625 | Others | ALSABE EFECTOS NAVALES E INDUSTRIALES SL
SPEC-626 | Hex Drive Flat Head screw, ISO 10642, M4x0.7 mm Thread, 10 mm Long, SS | 80 | 2.16 | 0.027 | RAW | SPEC-626 | Mechanized components | ALSABE EFECTOS NAVALES E INDUSTRIALES SL
SPEC-636 | SRF Base 910 Painted, RAL 9010 | 4 | 140.36 | 35.09 | RAW | SPEC-636 | Painting
SPEC-636/DF | PTS-1929.001 [SRF Base 910 Painted] DEFECTUOSO | 8 | 280.72 | 35.09 | DEFECTIVE | SPEC-636DF | Painting
SPEC-640 | SRF Top Tray | 10 | 376.7 | 37.67 | RAW | SPEC-640 | Others
SPEC-641 | SRF Filter Mount | 12 | 68.24 | 5.6867 | RAW | SPEC-641 | Others
SPEC-642 | SRF Filter Mount Top | 12 | 14.28 | 1.19 | RAW | SPEC-642 | Others
SPEC-643 | SRF Hydraulic Mount | 5 | 73.6 | 14.72 | RAW | SPEC-643 | Others
SPEC-646 | SRF Radiador tripe Alphacool (spec-646) | 18 | 471.06 | 26.17 | RAW | SPEC-646 | Others
SPEC-647 | SRF Ventilador ref. NMB 05015SS-24R-00 (2672958 Farnell) | 40 | 415.12 | 10.378 | RAW | SPEC-647 | Others
SPEC-648 | Legris 90 deg 1/4_6mm 31990613 | 141 | 436.67 | 3.097 | RAW | SPEC-648 | Mechanized components | COMERCIAL BECANI SL
SPEC-649 | SRF rejilla del ventilador (Finger Guard 50x50) (farnell 2533088) | 21 | 23.12 | 1.101 | RAW | SPEC-649 | Others
SPEC-653 | Legris 3181_06_19 Fitting Round Body M5-6mm | 103 | 181.69 | 1.764 | RAW | SPEC-653 | Mechanized components | COMERCIAL BECANI SL
SPEC-660 | Advantech -SQF-SHMM2-64G-S9C | 90 | 6353.1 | 70.59 | RAW | SPEC-660 | Computer | ADVANTECH EUROPE B.V.
SPEC-682 | Conector RJ45 Cat5e hembra Amphenol Industrial serie LTW, de 8/8 vías (RS 7980701) | 70 | 537.25 | 7.675 | RAW | SPEC-682 | Electronic components | RS AMIDATA SAU
SPEC-683_c | Leaseir MHR-230-Aesth-b | 6 | 24811.4 | 4135.2333 | END_PRODUCT | SPEC-683_c
SPEC-685_c | QUAD-Aesth-810-b Handpiece | 8 | 30430.73 | 3803.8412 | WIP | SPEC-685_c
SPEC-687_c | Dual-Aesth-810-b Handpiece | 3 | 10563.75 | 3521.25 | WIP | SPEC-687_c
SPEC-689 | Harting 09 30 016 0301 Connector Cover Han 16B-HBM-double lever | 262 | 6581.18 | 25.119 | RAW | SPEC-689 | Electronic components | RS AMIDATA SAU
SPEC-694 | DUAL-Aesth-810-b Yellow Label | 275 | 72.75 | 0.26455 | RAW | SPEC-694 | Others
SPEC-695 | QUAD-Aesth-810-b Yellow Label | 456 | 271.94 | 0.59636 | RAW | SPEC-695 | Others
SPEC-696 | DUAL-Aesth-BLEND-b Yellow Label | 278 | 40.31 | 0.145 | RAW | SPEC-696 | Others
SPEC-697 | QUAD-Aesth-BLEND-b Yellow Label | 354 | 150.8 | 0.42599 | RAW | SPEC-697 | Others
SPEC-7 | Front Mount L | 51 | 50.4 | 0.98824 | RAW | SPEC-7 | Others
SPEC-70 | CPU Heatsink | 175 | 367.87 | 2.1021 | RAW | SPEC-70 | Others
SPEC-701 | Dual-b, capillary, chrome coated | 155 | 18869.08 | 121.736 | WIP | SPEC-701
SPEC-701/DF | Dual-b, capillary, chrome coated | 74 | 6332.18 | 85.57 | DEFECTIVE | SPEC-701DF | Others
SPEC-703 | Quad-b, capillary | 1 | 102.86 | 102.86 | RAW | SPEC-703 | Others
SPEC-705 | Quad-b, capillary, chrome coated | 116 | 13281.29 | 114.4939 | WIP | SPEC-705
SPEC-705/DF | Quad-b, capillary, chrome coated | 94 | 8220.3 | 87.45 | DEFECTIVE | SPEC-705DF | Others
SPEC-711_c | QUAD-Aesth-Blend-b Handpiece | 1 | 3979.82 | 3979.82 | WIP | SPEC-711_c
SPEC-714 | RJ-45 data transmission connection, 1m ,CAT6, 28AWG | 58 | 63.8 | 1.1 | RAW | SPEC-714 | Others
SPEC-715 | RJ 45 Panel Mount Connector , female-female, Cat6 | 57 | 279.3 | 4.9 | RAW | SPEC-715 | Electronic components | FARNELL
SPEC-718 | HP Seal Blend | 408 | 1060.8 | 2.6 | RAW | SPEC-718 | Others
SPEC-720 | Renata CR-1220-MFR 3V/40mAh Lithium Battery | 281 | 334.45 | 1.1902 | RAW | SPEC-720 | Electronic components | FARNELL
SPEC-721 | Single-b Window | 61 | 2196 | 36 | RAW | SPEC-721 | Optics/sapphires/prisms | FUZHOU JYS OPTRONICS CO., LTD
SPEC-724 | Single-b Sleeve | 922 | 248.94 | 0.27 | RAW | SPEC-724 | Others
SPEC-725 | Single-b Frame | 123 | 2785.95 | 22.65 | RAW | SPEC-725 | Mechanized components
SPEC-728_es | Treatment Room Laser Radiation Poster - Spanish version | 10 | 10.1 | 1.01 | RAW | SPEC-728_es | Others
SPEC-729 | Single-b channels, chrome coated | 128 | 9415.68 | 73.56 | RAW | SPEC-729 | Others
SPEC-73 | DUAL 810-b Yellow Label | 32 | 4.74 | 0.14813 | RAW | SPEC-73 | Others
SPEC-730 | Single 8x8 Prism | 375 | 14420.24 | 38.454 | RAW | SPEC-730 | Optics/sapphires/prisms | FUZHOU JYS OPTRONICS CO., LTD
SPEC-734 | Dual 13,5x14,5 Prism | 327 | 10976.35 | 33.5668 | RAW | SPEC-734 | Optics/sapphires/prisms | FUZHOU JYS OPTRONICS CO., LTD
SPEC-735 | Quad 25,5x14,5 Prism | 153 | 4546.2 | 29.7137 | RAW | SPEC-735 | Optics/sapphires/prisms | FUZHOU JYS OPTRONICS CO., LTD
SPEC-736 | Monocrom Laser Diode, 20 bars, 810 nm, 200A, 4000W | 29 | 83820 | 2890.3448 | RAW | SPEC-736 | Diode | MONOCROM SL
SPEC-737 | SINGLE-Aesth-810-b Yellow Label | 327 | 56.78 | 0.17364 | RAW | SPEC-737 | Others
SPEC-738 | Dual Blend 12x14 Prism | 72 | 3312 | 46 | RAW | SPEC-738 | Optics/sapphires/prisms | FUZHOU JYS OPTRONICS CO., LTD
SPEC-739 | Quad Blend 14x24 Prism | 74 | 3945.68 | 53.32 | RAW | SPEC-739 | Optics/sapphires/prisms | FUZHOU JYS OPTRONICS CO., LTD
SPEC-74 | QUAD 810-b Yellow Label | 38 | 5.62 | 0.14789 | RAW | SPEC-74 | Others
SPEC-740 | Dual-b channels, chrome coated | 32 | 3159.04 | 98.72 | RAW | SPEC-740 | Others
SPEC-741 | Quad-b channels, chrome coated | 130 | 10749.7 | 82.69 | RAW | SPEC-741 | Others
SPEC-745 | Leaseir SRF Console | 9 | 45743.07 | 5082.5633 | WIP | SPEC-745
SPEC-746 | Leaseir SRF FC Handpiece | 7 | 2278.57 | 325.51 | WIP | SPEC-746
SPEC-747 | MHR-b Aesth Calibration Port Label | 505 | 42.98 | 0.085109 | RAW | SPEC-747 | Others
SPEC-748 | Leaseir SRF FS Handpiece | 7 | 1558.47 | 222.6386 | WIP | SPEC-748
SPEC-749 | Leaseir SRF BS Handpiece | 7 | 1483.92 | 211.9886 | WIP | SPEC-749
SPEC-752/230/D_c | Cosmetic 230 Console + Dual HP + Caliport in crate | 5 | 40975.54 | 8195.108 | WIP | SPEC-752230D_c
SPEC-752/230/Q_c | Cosmetic 230 Console + Quad HP + Caliport in crate | 1 | 8530.88 | 8530.88 | WIP | SPEC-752230Q_c
SPEC-752/230/S_c | Cosmetic 230 Console + Single HP + Caliport in crate | 2 | 13367.41 | 6683.705 | WIP | SPEC-752230S_c
SPEC-753 | Operator goggles 750-1100 nm O.D7+ | 98 | 2477.19 | 25.2774 | RAW | SPEC-753 | Others | LASERPAIR CO., LIMITED
SPEC-754/Q_c | Quad HP + Caliport packaged for sale | 1 | 3985.38 | 3985.38 | WIP | SPEC-754Q_c
SPEC-755 | Win 10 IoT Ent 2019 LTSC Entry | 211 | 7625.7 | 36.1408 | RAW | SPEC-755 | Others | ADVANTECH EUROPE B.V.
SPEC-756 | Molex DuraClick Wire-to-Board Receptable Housing, Single Row, 6 circuits, natural | 422 | 143.48 | 0.34 | RAW | SPEC-756 | Electronic components | RS AMIDATA SAU
SPEC-758 | Top Tray Gray Sticker | 282 | 253.8 | 0.9 | RAW | SPEC-758 | Others | ALSABE EFECTOS NAVALES E INDUSTRIALES SL
SPEC-759 | Zip Bag (packing list/documents) | 523 | 47.07 | 0.09 | RAW | SPEC-759 | Others | ALSABE EFECTOS NAVALES E INDUSTRIALES SL
SPEC-762 | 20AWG TS Wire, OD:1.8mm, Color:Red | 200 | 48.2 | 0.241 | RAW | SPEC-762 | Electronic components | FARNELL
SPEC-763 | 16A Crimp contact | 100 | 83 | 0.83 | RAW | SPEC-763 | Others | LEASEIR MEDICAL LIGHT S.L.
SPEC-764 | Plastic Braid OD:5.0mm, Color:Black | 4 | 1.94 | 0.485 | RAW | SPEC-764 | Electronic components | FARNELL
SPEC-766 | Thermal adhesive tape (1 pieza = 520 uds) | 1720.01 | 79.11 | 0.045994 | RAW | SPEC-766 | Electronic components | FARNELL
SPEC-767 | Tangit PVC-U Special Adhesive | 8 | 144 | 18 | RAW | SPEC-767 | Electronic components | FARNELL
SPEC-768 | INSULATION FOAM TAPE 50mmx3mmx15m (meter a stock por mts) | 399.2 | 479.07 | 1.2001 | RAW | SPEC-768 | Others | ALSABE EFECTOS NAVALES E INDUSTRIALES SL
SPEC-769 | Gymcol Anaerobic Adhesive | 1 | 36.41 | 36.41 | RAW | SPEC-769 | Others | ALSABE EFECTOS NAVALES E INDUSTRIALES SL
SPEC-771 | Oversized Washer, DIN 9021, M5, 5.3 mm ID, 15 mm OD, SS | 613 | 12.26 | 0.02 | RAW | SPEC-771 | Mechanized components | ALSABE EFECTOS NAVALES E INDUSTRIALES SL
SPEC-772 | CONNECTION STRIP 12 CONTACTS | 228 | 99.18 | 0.435 | RAW | SPEC-772 | Others | ALSABE EFECTOS NAVALES E INDUSTRIALES SL
SPEC-773 | Tesa White duct tape 48mm x50m , 0.18mm thickness | 11 | 153.96 | 13.9964 | RAW | SPEC-773 | Others | ALSABE EFECTOS NAVALES E INDUSTRIALES SL
SPEC-774 | CRC Dust Free 360 cleaner,250mL | 16 | 413.31 | 25.8319 | RAW | SPEC-774 | Electronic components | RS AMIDATA SAU
SPEC-775 | EPDM adhesive sheet 12x12x3mm | 102 | 204 | 2 | RAW | SPEC-775 | Others | ALSABE EFECTOS NAVALES E INDUSTRIALES SL
SPEC-776 | IEC Appliance Inlet C20 with Filter | 90 | 1356.3 | 15.07 | RAW | SPEC-776 | Others | MOUSER ELECTRONICS INCORPORATED
SPEC-777 | Relay, DIN rail, 12VDC, 6A, SPDT | 519 | 6482.89 | 12.4911 | RAW | SPEC-777 | Electronic components | RS AMIDATA SAU
SPEC-778 | Heat Shrink Tube, OD:2.5mm, Color:Black | 0.92 | 1.1 | 1.1957 | RAW | SPEC-778 | Electronic components | FARNELL
SPEC-779 | 2.00mm Pitch, Micro-Latch Female Crimp Terminal, Tin (Sn) Plating, 24-30 AWG | 800 | 127.93 | 0.15991 | RAW | SPEC-779 | Electronic components | FARNELL
SPEC-780 | 12AWG TS Wire, OD:4.6mm, Color:Blue | 230.45 | 135.8 | 0.58928 | RAW | SPEC-780 | Electronic components | RS AMIDATA SAU
SPEC-781 | 12AWG TS Wire, OD:4.6mm, Color:Red | 532.7 | 312.85 | 0.58729 | RAW | SPEC-781 | Electronic components | RS AMIDATA SAU
SPEC-782 | Quakertek Aldeba GT-6, Anhydrous Calcium Grease, 4.5 Kg Can | 2 | 120 | 60 | RAW | SPEC-782 | Others | ALSABE EFECTOS NAVALES E INDUSTRIALES SL
SPEC-783 | 4G SO-DDR3-1600 RAM Memory | 67 | 4089.77 | 61.0413 | RAW | SPEC-783 | Others | ADVANTECH EUROPE B.V.
SPEC-785 | Plastic Braid OD:6.0mm, Color:Black (meter a stock por metros) | 347.2 | 226.59 | 0.65262 | RAW | SPEC-785 | Electronic components | FARNELL
SPEC-786 | Heat Shrink Tube Ø1.6mm, -75ºC ~ +150ºC, Color:Black] | 15.2 | 44.92 | 2.9553 | RAW | SPEC-786 | Electronic components | FARNELL
SPEC-788 | USB 2.0 Cable | 115 | 285.04 | 2.4786 | RAW | SPEC-788 | Electronic components | RS AMIDATA SAU
SPEC-789 | BackCover screw mount a | 1106 | 940.11 | 0.85001 | RAW | SPEC-789 | Frontal and Handpiece casing
SPEC-790 | BackCover screw mount b | 1195 | 1015.95 | 0.85017 | RAW | SPEC-790 | Frontal and Handpiece casing
SPEC-791 | Heat Shrink Tube, OD: 6.4mm, Color:Black TT0064.NG.C | 180 | 136.93 | 0.76072 | RAW | SPEC-791 | Electronic components | FARNELL
SPEC-792 | 3M Heat Shrink Tubing, 1.5/0.5mm BK , -55<>135°C (rollo de 12m) | 60 | 728.86 | 12.1477 | RAW | SPEC-792 | Electronic components | RS AMIDATA SAU
SPEC-793 | Hanger base cover | 443 | 567.37 | 1.2807 | RAW | SPEC-793 | Frontal and Handpiece casing
SPEC-794 | Painted Hanger Port Spacer | 202 | 1743.45 | 8.6309 | WIP | SPEC-794
SPEC-795 | Flat-tip Screw, DIN 913 , M6 x 1.0 mm Thread, 10 mm Long, SS | 912 | 18.24 | 0.02 | RAW | SPEC-795 | Mechanized components | ALSABE EFECTOS NAVALES E INDUSTRIALES SL
SPEC-796 | Cap 1 tube-b | 318 | 762.37 | 2.3974 | RAW | SPEC-796 | Others
SPEC-796/DF | PTS-2142.001 [Cap 1 tube-b] DEFECTUOSO | 73 | 199.8 | 2.737 | DEFECTIVE | SPEC-796DF | Others
SPEC-798 | Cap 4 tubes-b | 332 | 830.9 | 2.5027 | RAW | SPEC-798 | Others
SPEC-798/DF | PTS-2143.001 [Cap 4 tubes-b] DEFECTUOSO | 110 | 312.29 | 2.839 | DEFECTIVE | SPEC-798DF | Others
SPEC-8 | Front Mount R | 43 | 43.66 | 1.0153 | RAW | SPEC-8 | Others
SPEC-802 | Countersunk Pozidriv head wood screw ,ø3.5, 16 mm long | 2999 | 29.99 | 0.01 | RAW | SPEC-802 | Mechanized components
SPEC-803 | Legris 3106_03_04, Union 4-3mm tube | 1051 | 4114.67 | 3.915 | RAW | SPEC-803 | Mechanized components | COMERCIAL BECANI SL
SPEC-804 | TL-PA4010P Kit, Router 600 Mb/s, AV600 Passthrough Powerline Starter Kit | 29 | 1276 | 44 | RAW | SPEC-804 | Electronic components | RS AMIDATA SAU
SPEC-805 | 18-8 Stainless Steel Cone-Point Set Screw, M6 x 6mm Long, DIN 914 | 1889 | 75.56 | 0.04 | RAW | SPEC-805 | Mechanized components | ALSABE EFECTOS NAVALES E INDUSTRIALES SL
SPEC-806 | Molex Connector,1.00mm Pitch, Pico-Lock Receptacle Crimp Housing, Single Row, Positive Lock, 4 Circuits, Black | 100 | 14 | 0.14 | RAW | SPEC-806 | Electronic components | FARNELL
SPEC-807 | Translucent silicone Flat Seal, OD 46,1mm , ID 32,20 mm | 651 | 605.43 | 0.93 | RAW | SPEC-807 | Others
SPEC-808 | 18-8 Stainless Steel Hex Drive Countersunk Head Screw, M4 x 10mm long , DIN 7991 | 2855 | 85.65 | 0.03 | RAW | SPEC-808 | Mechanized components | ALSABE EFECTOS NAVALES E INDUSTRIALES SL
SPEC-810 | Loctite 243, single component anaerobic threadlocking glue, 50 mL | 7 | 304.11 | 43.4443 | RAW | SPEC-810 | Electronic components | RS AMIDATA SAU
SPEC-811 | Allen Wrench 1.5mm | 157 | 125.59 | 0.79994 | RAW | SPEC-811 | Others | ALSABE EFECTOS NAVALES E INDUSTRIALES SL
SPEC-812 | Allen Wrench 2.5mm | 117 | 26.6 | 0.22735 | RAW | SPEC-812 | Others | ALSABE EFECTOS NAVALES E INDUSTRIALES SL
SPEC-813 | Plastic Zip Bag, 8x12 cm | 414 | 41.4 | 0.1 | RAW | SPEC-813 | Others | RAJAPACK, SA
SPEC-814 | Plastic Zip Bag, 16 x 25 cm | 603 | 60.35 | 0.10008 | RAW | SPEC-814 | Others | RAJAPACK, SA
SPEC-815 | Kontakt Chemie PCB cleaner, 400 mL | 21 | 402.57 | 19.17 | RAW | SPEC-815 | Electronic components | RS AMIDATA SAU
SPEC-816 | Dual Tip | 96 | 5810.85 | 60.5297 | RAW | SPEC-816 | Others
SPEC-816/DF | PTS-2154.001 [Dual Tip] DEFECTUOSO | 35 | 2288.06 | 65.3731 | DEFECTIVE | SPEC-816DF | Others
SPEC-817 | 3M Heat Shrink Tubing, 3/1mm BK , -55<>135°C (rollo de 10m) | 131.54 | 347.97 | 2.6454 | RAW | SPEC-817 | Others
SPEC-818 | Tubo Araldite Adhesive, 5 min, 2x75 ml | 24 | 984 | 41 | RAW | SPEC-818 | Others
SPEC-819 | 3M Heat Shrink Tubing, 6/2mm BK , -55<>135°C (precio por metro) | 71.01 | 175.52 | 2.4718 | RAW | SPEC-819 | Others
SPEC-822 | Sontara Multipurpose EC Wipe, Optical paper, 30x38 cm sheets (400 hojas por rollo) | 987 | 172.72 | 0.17499 | RAW | SPEC-822 | Optics/sapphires/prisms
SPEC-823 | Single Tip | 441 | 18830.26 | 42.699 | RAW | SPEC-823 | Others
SPEC-823/DF | PTS-2156.001 [Single Tip] DEFECTUOSO | 3 | 126.61 | 42.2033 | DEFECTIVE | SPEC-823DF | Others
SPEC-824 | Finder modular contactor, 25 A, 4 poles, 3NO+1NC | 4 | 157.75 | 39.4375 | RAW | SPEC-824 | Electronic components | FARNELL
SPEC-826 | Quad Tip | 39 | 2582.93 | 66.229 | RAW | SPEC-826 | Others
SPEC-826/DF | PTS-2158.001 [Quad Tip] DEFECTUOSO | 192 | 12567.94 | 65.458 | DEFECTIVE | SPEC-826DF | Others
SPEC-827 | MetalWork Automatic Fitting R15 Ø3 coupling M3 | 189 | 925.16 | 4.895 | RAW | SPEC-827 | Mechanized components | COMERCIAL BECANI SL
SPEC-828 | UN1299 Novodec Acetone | 19 | 85.5 | 4.5 | RAW | SPEC-828 | Others
SPEC-829 | UHU Plus endfest 2K 90 min | 2 | 48 | 24 | RAW | SPEC-829 | Others | ALSABE EFECTOS NAVALES E INDUSTRIALES SL
SPEC-83 | Lasermet AP-32x16 (Laser Aperture) | 372 | 56.78 | 0.15263 | RAW | SPEC-83 | Glasses | LASERMET LTD
SPEC-830 | Diode Base | 83 | 1166.46 | 14.0537 | RAW | SPEC-830 | Diode
SPEC-831 | Rear Lens | 52 | 1040.52 | 20.01 | RAW | SPEC-831 | Diode | MONOCROM SL
SPEC-832 | Plain Stainless Steel Hex Socket Grub Screw , DIN 916, M5 x 0.8 mm Thread x 12mm Long | 1354 | 33.85 | 0.025 | RAW | SPEC-832 | Mechanized components | ALSABE EFECTOS NAVALES E INDUSTRIALES SL
SPEC-834 | DUAL-Aesth-810-b Yellow Label - Italy | 160 | 46.23 | 0.28894 | RAW | SPEC-834 | Others
SPEC-836 | QUAD-Aesth-810-b Yellow Label - Italy | 68 | 17.18 | 0.25265 | RAW | SPEC-836 | Others
SPEC-837 | QUAD-Aesth-BLEND-b Yellow Label - Italy | 102 | 61.2 | 0.6 | RAW | SPEC-837 | Others
SPEC-838 | Single-b, capillary, chrome coated | 89 | 12627.32 | 141.88 | RAW | SPEC-838 | Others | CROMADOS ACRO
SPEC-840 | Single-b, capillary welded | 32 | 3233.34 | 101.0419 | RAW | SPEC-840 | Others
SPEC-841 | Dual-b, capillary welded | 65 | 7970.78 | 122.6274 | WIP | SPEC-841
SPEC-841/DF | Dual-b, capillary welded | 4 | 416 | 104 | DEFECTIVE | SPEC-841DF | Others
SPEC-842 | Quad-b, capillary welded | 29 | 3283.34 | 113.2186 | WIP | SPEC-842
SPEC-842/DF | Quad-b, capillary welded | 102 | 9617.58 | 94.29 | DEFECTIVE | SPEC-842DF | Others
SPEC-844 | IEC C19 Power Cord - Brasil | 9 | 93.06 | 10.34 | RAW | SPEC-844 | Others | ALSABE EFECTOS NAVALES E INDUSTRIALES SL
SPEC-845 | MHR Back foam | 114 | 288.02 | 2.5265 | RAW | SPEC-845 | Others | ESPUMAENCASA Lastras, S.L.
SPEC-846 | MHR Front foam | 99 | 58.68 | 0.59273 | RAW | SPEC-846 | Others | ESPUMAENCASA Lastras, S.L.
SPEC-847 | MHR Side foam | 206 | 1464.33 | 7.1084 | RAW | SPEC-847 | Others | ESPUMAENCASA Lastras, S.L.
SPEC-848 | MHR L/R U-foam | 30 | 116.99 | 3.8997 | RAW | SPEC-848 | Others | RAJAPACK, SA
SPEC-850 | Inox polishing paste | 1 | 22.36 | 22.36 | RAW | SPEC-850 | Others | ALSABE EFECTOS NAVALES E INDUSTRIALES SL
SPEC-851 | SnPb60 FLUX B2.1 2 mm | 9 | 198 | 22 | RAW | SPEC-851 | Others | ALSABE EFECTOS NAVALES E INDUSTRIALES SL
SPEC-852 | Welding strip 60% Sn 40% Pb, 1mm 250g | 13 | 315.2 | 24.2462 | RAW | SPEC-852 | Electronic components | RS AMIDATA SAU
SPEC-855 | Expandable Braided Tin Plated Copper Cable Sleeve, 12.5mm Diameter, 10m Length | 168.65 | 1818.97 | 10.7855 | RAW | SPEC-855 | Electronic components | RS AMIDATA SAU
SPEC-859 | SnPb60 FLUX 2.1 0.5 mm, 250g | 5 | 110 | 22 | RAW | SPEC-859 | Others | ALSABE EFECTOS NAVALES E INDUSTRIALES SL
SPEC-869 | Polyamide M4 tooth knob BOESTR78104H | 185 | 157.25 | 0.85 | RAW | SPEC-869 | Others | ESSENTRA Components S.L.U.
SPEC-870 | Male thumbscrew knob, M4x16mm (ASM-2189) | 32 | 29.12 | 0.91 | WIP | SPEC-870
SPEC-871 | Flat Tip Screw, ISO 4026, DIN 913, M4 x 0.7 mm Thread, 10 mm Long, SS | 267 | 16.02 | 0.06 | RAW | SPEC-871 | Mechanized components | ALSABE EFECTOS NAVALES E INDUSTRIALES SL
SPEC-872 | 2.5x100mm Cable Tie | 1149 | 11.49 | 0.01 | RAW | SPEC-872 | Wires
SPEC-873 | Document Briefcase | 463 | 159.3 | 0.34406 | RAW | SPEC-873 | Briefcase | LEASEIR MEDICAL LIGHT S.L.
SPEC-880 | Leaseir MHR Xcell Console Shipping Crate | 20 | 3174.4 | 158.72 | RAW | SPEC-880 | Others | ENCAJA EMBALAJES DE MADERA S.L
SPEC-881 | Push-in fitting Ø4mm x M5, Straight, Cylindrical, Male | 35 | 55.04 | 1.5726 | RAW | SPEC-881 | Mechanized components | COMERCIAL BECANI SL
SPEC-884 | M3x30 Cheese Slotted Nylon M/Screw | 1014 | 302.25 | 0.29808 | RAW | SPEC-884 | Electronic components | FARNELL
SPEC-886 | Black PVC Cable Grommet for Ø4mm tube, 6.4mm height | 1356 | 83.79 | 0.061792 | RAW | SPEC-886 | Electronic components | RS AMIDATA SAU
SPEC-891 | Cap for 5x20mm fuse holder | 85 | 192.95 | 2.27 | RAW | SPEC-891 | Electronic components | FARNELL
SPEC-892 | Transparent polymer SINTEX MS | 40 | 480 | 12 | RAW | SPEC-892 | Others | ALSABE EFECTOS NAVALES E INDUSTRIALES SL
SPEC-893 | TM2S8-C | 487 | 185.06 | 0.38 | RAW | SPEC-893 | Others
SPEC-894 | Alcohol for burning/Methanol - 1L | 9 | 31.5 | 3.5 | RAW | SPEC-894 | Others | ALSABE EFECTOS NAVALES E INDUSTRIALES SL
SPEC-895 | PVC ADHESIVE TAPE - BLACK | 41 | 32.8 | 0.8 | RAW | SPEC-895 | Others | ALSABE EFECTOS NAVALES E INDUSTRIALES SL
SPEC-896 | ADHESIVE TAPE 48mmx45m | 24 | 60 | 2.5 | RAW | SPEC-896 | Others | ALSABE EFECTOS NAVALES E INDUSTRIALES SL
SPEC-897 | ADHESIVE TAPE 29mmx45m | 32 | 48 | 1.5 | RAW | SPEC-897 | Others | ALSABE EFECTOS NAVALES E INDUSTRIALES SL
SPEC-898 | MINI STRETCH FILM 23 MICRON 100MM X 125M | 13 | 36.4 | 2.8 | RAW | SPEC-898 | Others | ALSABE EFECTOS NAVALES E INDUSTRIALES SL
SPEC-899 | Desoldering Mesh 80-4-5, 2.8mm x 1.5m | 8 | 36.6 | 4.575 | RAW | SPEC-899 | Electronic components | RS AMIDATA SAU
SPEC-9 | b Touchscreen support | 74 | 436.6 | 5.9 | RAW | SPEC-9 | Computer
SPEC-900 | Desoldering Mesh 40-3-10, 2mm x 3m, for lead-free soldering | 11 | 108.14 | 9.8309 | RAW | SPEC-900 | Electronic components | RS AMIDATA SAU
SPEC-901 | CLEAR DUCT TAPE 48mmx66m | 28 | 54.6 | 1.95 | RAW | SPEC-901 | Others | ALSABE EFECTOS NAVALES E INDUSTRIALES SL
SPEC-903 | Monocrom Laser Diode, 20 bars, 810 nm , 200A, 4000W | 20 | 62300 | 3115 | RAW | SPEC-903 | Diode | MONOCROM SL
SPEC-905 | Mosfet source strip | 63 | 120.96 | 1.92 | RAW | SPEC-905 | Others
SPEC-906 | Cap Charger Ground Strip | 73 | 137.8 | 1.8877 | RAW | SPEC-906 | Others
SPEC-907 | PCB Buzzer Board Leaseir MHR Xcell | 119 | 1011.5 | 8.5 | RAW | SPEC-907 | Motherboard and wires
SPEC-91 | LASER DIODE ENSPSTM038 | 18 | 59850 | 3325 | RAW | SPEC-91 | Diode
SPEC-910 | Silicone Thermal Grease, 2W/m·K | 2 | 27.1 | 13.55 | RAW | SPEC-910 | Electronic components | RS AMIDATA SAU
SPEC-911 | M3 nylon 6.6 sealing washer | 550 | 43.45 | 0.079 | RAW | SPEC-911 | Electronic components | RS AMIDATA SAU
SPEC-914 | Loctite 270, anaerobic threadlocking glue, 50 ml | 24 | 882 | 36.75 | RAW | SPEC-914 | Electronic components | RS AMIDATA SAU
SPEC-915 | 1/2, 6-32 Binding Head Screw, Steel | 1089 | 59.89 | 0.054995 | RAW | SPEC-915 | Mechanized components | MOUSER ELECTRONICS INCORPORATED
SPEC-916 | M3X8mm, F-F Spacer | 550 | 106.33 | 0.19333 | RAW | SPEC-916 | Others | ESSENTRA Components S.L.U.
SPEC-917 | M3x4mm, Pozi Pan Steel Machine Screws DIN 7985 | 1100 | 33.8 | 0.030727 | RAW | SPEC-917 | Electronic components | RS AMIDATA SAU
SPEC-923 | Umbilical strain relief | 60 | 1475.29 | 24.5882 | RAW | SPEC-923 | Wires
SPEC-923/DF | Umbilical strain relief DF | 150 | 3798.25 | 25.3217 | DEFECTIVE | SPEC-923DF | Wires
SPEC-925 | Emergency Stop Label | 107 | 36.89 | 0.34477 | RAW | SPEC-925 | Others
SPEC-926 | Threaded Insert, Brass, M3 | 1249 | 345.04 | 0.27625 | RAW | SPEC-926 | Electronic components | RS AMIDATA SAU
SPEC-928 | Single-b 2024, capillary, chrome coated | 55 | 3119.64 | 56.7207 | WIP | SPEC-928
SPEC-929 | Single-b 2024, window | 69 | 3214.39 | 46.5854 | RAW | SPEC-929 | Optics/sapphires/prisms | FUZHOU JYS OPTRONICS CO., LTD
SPEC-93 | LASER DIODE ENSPSTM033 | 5 | 16625 | 3325 | RAW | SPEC-93 | Diode
SPEC-930 | Frontal_cover_handle PTS-2291.001 | 23 | 2320.01 | 100.87 | RAW | SPEC-930 | Frontal and Handpiece casing
SPEC-931 | Single-b 2024, sleeve | 994 | 256.43 | 0.25798 | RAW | SPEC-931 | Others
SPEC-932 | Single-b 2024, frame | 92 | 2784.83 | 30.2699 | RAW | SPEC-932 | Mechanized components
SPEC-933 | Single-b 2024, insulator | 46 | 69 | 1.5 | RAW | SPEC-933 | Others
SPEC-935 | Single 10.8x10.8 Prism | 49 | 2593.08 | 52.92 | RAW | SPEC-935 | Optics/sapphires/prisms | FUZHOU JYS OPTRONICS CO., LTD
SPEC-937 | MHR-b Umbilical strain relief support | 53 | 1260.18 | 23.777 | RAW | SPEC-937 | Wires
SPEC-939 | Leaseir SRF FC Handpiece Label | 51 | 4.28 | 0.083922 | RAW | SPEC-939 | Others
SPEC-94 | Coolant filter - RTF2004 | 38 | 171 | 4.5 | RAW | SPEC-94 | Refrigerator | UNIVATEQ
SPEC-940 | Leaseir SRF FS Handpiece Label | 51 | 4.28 | 0.083922 | RAW | SPEC-940 | Others
SPEC-941 | Leaseir SRF BS Handpiece Label | 51 | 4.28 | 0.083922 | RAW | SPEC-941 | Others
SPEC-942 | Leaseir SRF Console Label | 25 | 14.05 | 0.562 | WIP | SPEC-942 | Others
SPEC-943 | Single-b 2024, capillary welded | 14 | 1141.98 | 81.57 | WIP | SPEC-943
Spec-945 | Transistor MOSFET, PolarFET, Canal N, 200 A, 100 V, 0.0075 ohm, 5 V | 636 | 16628.46 | 26.1454 | RAW | Spec-945 | Others
SPEC-946 | Special plastic adhesive | 7 | 62.93 | 8.99 | RAW | SPEC-946 | Others | ALSABE EFECTOS NAVALES E INDUSTRIALES SL
SPEC-947 | UN1219 Isopropyl alcohol | 17 | 85 | 5 | RAW | SPEC-947 | Others | ALSABE EFECTOS NAVALES E INDUSTRIALES SL
SPEC-948 | Carton box - 24x18x5cm | 415 | 325.39 | 0.78407 | RAW | SPEC-948 | Box
SPEC-949 | Carton box - 30x24x5cm | 430 | 507.5 | 1.1802 | RAW | SPEC-949 | Box
SPEC-95 | Capacitor - LNR1H684MSE | 415 | 57633.24 | 138.8753 | RAW | SPEC-95 | Electronic components | ARROW IBERIA ELECTRONICA SLU
SPEC-95/DF | ASM-0404 [Capacitor - Nichicon LNR1H684MSE] DEFECTUOSO | 2 | 272.88 | 136.44 | DEFECTIVE | SPEC-95DF | Condensator
SPEC-950 | O ring 33x1mm, black, NBR | 1396 | 287.18 | 0.20572 | RAW | SPEC-950 | Others | ROEIRASA
SPEC-951 | Suction syringe lubricant 200 cc | 9 | 84.6 | 9.4 | RAW | SPEC-951 | Others | ALSABE EFECTOS NAVALES E INDUSTRIALES SL
SPEC-958 | Elastic rope coil length 150 m, diameter 2mm (meter a stock por mts) | 801.6 | 144.29 | 0.18 | RAW | SPEC-958 | Others | ALSABE EFECTOS NAVALES E INDUSTRIALES SL
SPEC-959 | Tensioner, black | 504 | 60.48 | 0.12 | RAW | SPEC-959 | Others | ALSABE EFECTOS NAVALES E INDUSTRIALES SL
SPEC-96 | Molex 43025-0400 | 141 | 54 | 0.38298 | RAW | SPEC-96 | Electronic components | FARNELL
SPEC-960 | Plastic cord terminal (tapanudos) | 1564 | 54.74 | 0.035 | RAW | SPEC-960 | Others | ALSABE EFECTOS NAVALES E INDUSTRIALES SL
SPEC-962 | HARA0501 [HC-300/500 PROBE 8cm] (sonda de temperatura) | 4 | 60 | 15 | RAW | SPEC-962 | Others | AQ-ARIUM SOLUTIONS, S.L
SPEC-965 | 094901 [Hydrating Conductor Spray, 250ml] | 13 | 30.03 | 2.31 | RAW | SPEC-965 | Others | KLEIN
SPEC-966 | Through Hole Resistor, 0.33 ohm | 1 | 0.51 | 0.51 | RAW | SPEC-966 | Electronic components | FARNELL
SPEC-967 | Flat Tip Screw, ISO 4026, DIN 913, M4 x 0.7 mm Thread, 16 mm Long, SS | 1000 | 30 | 0.03 | RAW | SPEC-967 | Mechanized components | ALSABE EFECTOS NAVALES E INDUSTRIALES SL
SPEC-97 | MHR Handpiece hardcase + Foam | 66 | 4187.37 | 63.445 | RAW | SPEC-97 | Others
SPEC-973 | 06900614 [20AWG TS Wire, OD:2.1mm ,Color:Yellow] | 193.75 | 20.34 | 0.10498 | RAW | SPEC-973 | Wires
SPEC-974 | 06900616 [22AWG TS Wire, OD:2.1mm ,Color:Blue] | 827 | 86.83 | 0.10499 | RAW | SPEC-974 | Wires
SPEC-975 | 06900611 [22AWG TS Wire, OD:2.1mm ,Color:White] | 333.5 | 35.02 | 0.10501 | RAW | SPEC-975 | Wires
SPEC-976 | 06900612 [22AWG TS Wire, OD:2.1mm ,Color:Gray] | 335.5 | 35.23 | 0.10501 | RAW | SPEC-976 | Wires
SPEC-977 | 06900617 [22AWG TS Wire, OD:2.1mm ,Color:Brown] | 183.5 | 19.27 | 0.10501 | RAW | SPEC-977 | Wires
SPEC-978 | 06900610 [20AWG TS Wire, OD:2.1mm ,Color:Black] | 180.5 | 23.18 | 0.12842 | RAW | SPEC-978 | Wires
SPEC-979 | 06900613 [20AWG TS Wire, OD:2.1mm ,Color:Red] | 238.5 | 30.04 | 0.12595 | RAW | SPEC-979 | Wires
SPEC-98 | Power Supply - Vega Lite 750 | 184 | 94760 | 515 | RAW | SPEC-98 | Power Supply | KOLBI ELECTRONICA SA
SPEC-980 | 06900615 [22AWG TS Wire, OD:2.1mm ,Color:Green] | 750 | 78.75 | 0.105 | RAW | SPEC-980 | Wires
SPEC-982 | 02201406 [16AWG TS Wire, OD:2.9mm ,Color:Blue] | 118.55 | 27.27 | 0.23003 | RAW | SPEC-982 | Wires
SPEC-983 | 02201400 [16AWG TS Wire, OD:2.9mm ,Color:Black] | 137 | 24.52 | 0.17898 | RAW | SPEC-983 | Wires
SPEC-984 | 02201403 [16AWG TS Wire, OD:2.9mm ,Color:Red] | 1100 | 196.9 | 0.179 | RAW | SPEC-984 | Wires
SPEC-985 | 02201506 [14AWG TS Wire, OD:2.9mm ,Color:Blue] | 108.5 | 29.51 | 0.27198 | RAW | SPEC-985 | Wires
SPEC-986 | AHR Base | 9 | 602.37 | 66.93 | RAW | SPEC-986 | Others
SPEC-987 | AHR TOP (Electronics support top cover) | 13 | 210.73 | 16.21 | RAW | SPEC-987 | Frontal and Handpiece casing
SPEC-988 | AHR BACK V1 (Back cover) | 11 | 561.22 | 51.02 | RAW | SPEC-988 | Frontal and Handpiece casing
SPEC-989 | AHR LTOP (Frontal adjustment bracket ) | 49 | 41.16 | 0.84 | RAW | SPEC-989 | Frontal and Handpiece casing
SPEC-99 | Touchscreen - IDK-1115R-50XGA1 | 126 | 23575.41 | 187.1064 | RAW | SPEC-99 | Computer
SPEC-99/DF | ASM-0278 [Touchscreen Advantech - IDK-1115R-50XGA1] DEFECTUOSO | 4 | 748.44 | 187.11 | DEFECTIVE | SPEC-99DF | Computer
SPEC-990 | AHR LCHILLER (Chiller adjustment bracket) | 65 | 87.1 | 1.34 | RAW | SPEC-990 | Refrigerator
SPEC-991 | 1222507 [Fan Cooling Heat Sink, Hollow Fin Device, 0.175 °C/W, 74 mm, 62 mm] | 11 | 1799.71 | 163.61 | RAW | SPEC-991 | Refrigerator
SPEC-994 | 902-978 [Thermostat IDNext 902-978] | 17 | 1035.47 | 60.91 | RAW | SPEC-994 | Others
SPEC-995 | 2022864 [CABLE GLAND V-TEC M16X1,5 GRCL] | 81 | 144.75 | 1.787 | RAW | SPEC-995 | Wires
SPEC-996 | RTF2016 [AHR coolant filter] | 157 | 312.43 | 1.99 | RAW | SPEC-996 | Others
SPEC-997 | 231303 [FEMALE TERM BLOCK PLUG 3POS 5.08MM] | 26 | 48.39 | 1.8612 | RAW | SPEC-997 | Others
SPEC-998 | 231633 [MALE TERM BLOCK PLUG 3POS 5.08MM] | 4 | 9.73 | 2.4325 | RAW | SPEC-998 | Others
SPEC-999 | S286A-2 [AHR Keyswitch] | 45 | 288 | 6.4 | RAW | SPEC-999 | Others
UM-1 | Leaseir MHR Laser System 110 and 230 User Manual (v6_en_Jun 12 2023_English) | 305 | 673.24 | 2.2073 | RAW | UM-1 | Others
UM-10 | Leaseir MHR Laser System 110 and 230 User Manual (Italian) | 2 | 15.99 | 7.995 | RAW | UM-10 | Others
UM-12 | Leaseir MHR Laser System Hair Removal Protocol (Italian) | 2 | 15.99 | 7.995 | RAW | UM-12 | Others
UM-2 | Leaseir MHR Laser System Hair Removal Protocol (English) | 9 | 41.6 | 4.6222 | RAW | UM-2 | Others
UM-22 | Leaseir MHR Laser System 110 and 230 User Manual (French) | 11 | 74.38 | 6.7618 | RAW | UM-22 | Others
UM-24 | Leaseir MHR Laser System Hair Removal Protocol (French) | 21 | 142 | 6.7619 | RAW | UM-24 | Others
UM-4 | Leaseir MHR Laser System 110 and 230 User Manual (Spanish) | 10 | 87.29 | 8.729 | RAW | UM-4 | Others
UM-6 | Leaseir MHR Laser System Hair Removal Protocol (Spanish) | 10 | 87.29 | 8.729 | RAW | UM-6 | Others
OF-202500126/SPEC-685_c | [EN VUELO OF 202500126] QUAD-Aesth-810-b Handpiece | 1 | 1751.34 | 1751.34 | WIP | SPEC-685_c
OF-202600088/SPEC-234 | [EN VUELO OF 202600088] Single HP Calibration Port | 2 | 155.15 | 77.575 | WIP | SPEC-234
OF-202600122/SPEC-745 | [EN VUELO OF 202600122] Leaseir SRF Console | 4 | 20681.7 | 5170.425 | WIP | SPEC-745
OF-202600123/SPEC-746 | [EN VUELO OF 202600123] Leaseir SRF FC Handpiece | 5 | 1702.43 | 340.486 | WIP | SPEC-746
OF-202600124/SPEC-748 | [EN VUELO OF 202600124] Leaseir SRF FS Handpiece | 7 | 1526.81 | 218.1157 | WIP | SPEC-748
OF-202600125/SPEC-749 | [EN VUELO OF 202600125] Leaseir SRF BS Handpiece | 7 | 1386.29 | 198.0414 | WIP | SPEC-749
OF-202600178/SPEC-711_c | [EN VUELO OF 202600178] QUAD-Aesth-Blend-b Handpiece | 1 | 4473.96 | 4473.96 | WIP | SPEC-711_c
OF-202600262/SPEC-212_c | [EN VUELO OF 202600262] Stage 6 MHR Xcell - 230 Console, Final Unpacked | 3 | 11445.36 | 3815.12 | WIP | SPEC-212_c
OF-202600274/SPEC-1393 | [EN VUELO OF 202600274] Leaseir MHR 230 Aesthetic | 3 | 12780.43 | 4260.1433 | END_PRODUCT | SPEC-1393
OF-202600289/SPEC-664 | [EN VUELO OF 202600289] Leaseir MHR-DS-Aesth-B Console | 4 | 13325.74 | 3331.435 | WIP | SPEC-664
OF-202600299/SPEC-232 | [EN VUELO OF 202600299] Dual HP Calibration Port | 21 | 1566.45 | 74.5929 | WIP | SPEC-232
OF-202600300/SPEC-226 | [EN VUELO OF 202600300] Quad HP Calibration Port | 3 | 250.97 | 83.6567 | WIP | SPEC-226
OF-202600316/SPEC-226 | [EN VUELO OF 202600316] Quad HP Calibration Port | 24 | 2091.43 | 87.1429 | WIP | SPEC-226
OF-202600319/SPEC-232 | [EN VUELO OF 202600319] Dual HP Calibration Port | 50 | 3731.97 | 74.6394 | WIP | SPEC-232
OF-202600342/SPEC-1307 | [EN VUELO OF 202600342] UMBILICAL AHR COMPLETE ASSEMBLY | 10 | 441.82 | 44.182 | WIP | SPEC-1307
OF-202600354/SPEC-232 | [EN VUELO OF 202600354] Dual HP Calibration Port | 3 | 205.49 | 68.4967 | WIP | SPEC-232
OF-202600362/SPEC-1392 | [EN VUELO OF 202600362] Leaseir MHR 110 Aesthetic | 3 | 12592 | 4197.3333 | END_PRODUCT | SPEC-1392
OF-202600388/SPEC-594_c | [EN VUELO OF 202600388] MHR-b Umbilical Xcell | 46 | 10274.22 | 223.3526 | WIP | SPEC-594_c
OF-202600390/SPEC-683_c | [EN VUELO OF 202600390] Leaseir MHR-230-Aesth-b | 7 | 30453.36 | 4350.48 | END_PRODUCT | SPEC-683_c
OF-202600395/SPEC-232 | [EN VUELO OF 202600395] Dual HP Calibration Port | 3 | 223.57 | 74.5233 | WIP | SPEC-232
OF-202600407/SPEC-687_c | [EN VUELO OF 202600407] Dual-Aesth-810-b Handpiece | 3 | 10510.73 | 3503.5767 | WIP | SPEC-687_c
OF-202600408/SPEC-854_c | [EN VUELO OF 202600408] Quad-810-b Laserhead, capillary | 10 | 33455.23 | 3345.523 | WIP | SPEC-854_c
OF-202600416/SPEC-330 | [EN VUELO OF 202600416] LEASEIR DUAL 810-b Handpiece | 2 | 6993.75 | 3496.875 | WIP | SPEC-330
OF-202600417/SPEC-366 | [EN VUELO OF 202600417] b HP trigger in mount | 50 | 281.85 | 5.637 | WIP | SPEC-366
OF-202600421/SPEC-1396 | [EN VUELO OF 202600421] Leaseir Quad Aesthetic Handpiece | 2 | 7365.73 | 3682.865 | WIP | SPEC-1396
OF-202500127/SPEC-853_c | [EN VUELO OF 202500127] Dual-810-b Laserhead, capillary | 11 | 33455.23 | 3041.3845 | WIP | SPEC-853_c
OF-202600422/SPEC-687_c | [EN VUELO OF 202600422] Dual-Aesth-810-b Handpiece | 1 | 3496.29 | 3496.29 | WIP | SPEC-687_c

## Rollup_por_RAW
SPEC | Descripcion | Cat | Tipo | Proveedor | Proveedor 2 | U. raw stock | U. embebidas | U. TOTALES | Coste/u EUR | Proxy? | Valor RAW (A) | Valor embebido (B) | Valor TOTAL
SPEC-736 | Monocrom Laser Diode, 20 bars, 810 nm, 200A, 4000W | RAW | Diode | MONOCROM SL | MONOCROM S.L | 29 | 47 | 76 | 2890.3448 |  | 83820 | 135846.2069 | 219666.2069
SPEC-104 | Water pump | RAW | Water pump | IWAKI EUROPE GMBH | IWAKI EUROPE GMBH | 290 | 64 | 354 | 579.0926 |  | 167936.84 | 37061.9233 | 204998.7633
SPEC-903 | Monocrom Laser Diode, 20 bars, 810 nm , 200A, 4000W | RAW | Diode | MONOCROM SL | MONOCROM S.L | 20 | 27 | 47 | 3115 |  | 62300 | 84105 | 146405
SPEC-98 | Power Supply - Vega Lite 750 | RAW | Power Supply | KOLBI ELECTRONICA SA | KOLBI ELECTRONICA S.A. | 184 | 64 | 248 | 515 |  | 94760 | 32960 | 127720
SPEC-350 | Monocrom - 1ENSPSTM90-026, 808nm diode+Dual Prism | RAW | Diode | MONOCROM SL | MONOCROM S.L | 29 | 0 | 29 | 3500 |  | 101500 | 0 | 101500
SPEC-116 | MIO-2263E-S3A1E | RAW | Others | ADVANTECH EUROPE B.V. | Advantech Europe B.V. | 318 | 64 | 382 | 227.3543 |  | 72298.66 | 14550.6737 | 86849.3337
SPEC-95 | Capacitor - LNR1H684MSE | RAW | Electronic components | ARROW IBERIA ELECTRONICA SLU | ARROW IBERIA ELECTRONICA SLU | 415 | 51 | 466 | 138.8753 |  | 57633.24 | 7082.6391 | 64715.8791
SPEC-91 | LASER DIODE ENSPSTM038 | RAW | Diode |  | MONOCROM S.L | 18 | 0 | 18 | 3325 |  | 59850 | 0 | 59850
SPEC-51 | b Frontal Cover | RAW | Frontal and Handpiece casing |  | ENRIQUE AGUILAR | 139 | 29 | 168 | 245.6555 |  | 34146.12 | 7124.0106 | 41270.1306
SPEC-99 | Touchscreen - IDK-1115R-50XGA1 | RAW | Computer |  | Advantech Europe B.V. | 126 | 64 | 190 | 187.1064 |  | 23575.41 | 11974.8114 | 35550.2214
SPEC-24 | MHR-b Umbilical coupling | RAW | Wires |  | DONGGUAN ZHUOHANG LTD | 796 | 0 | 796 | 35.389 |  | 28169.65 | 0 | 28169.65
SPEC-148 | PCBA MHR-b Capcharger | RAW | Motherboard and wires |  | ELECTRONICA Y COMUNICACIONES NOROESTE S.L. | 117 | 51 | 168 | 158.55 |  | 18550.35 | 8086.05 | 26636.4
SPEC-156 | PCBA MHR-b Caliport | RAW | Motherboard and wires |  | ELECTRONICA Y COMUNICACIONES NOROESTE S.L. | 565 | 160 | 725 | 33.5 |  | 18927.5 | 5360 | 24287.5
SPEC-142 | Hailea - HC500A - 230V | RAW | Others | AQ-ARIUM SOLUTIONS, S.L | #N/A | 16 | 40 | 56 | 430 |  | 6880 | 17200 | 24080
SPEC-823 | Single Tip | RAW | Others |  | DONGGUAN ZHUOHANG LTD | 441 | 36 | 477 | 42.699 |  | 18830.26 | 1537.1641 | 20367.4241
SPEC-216 | MHR Console Back | RAW | Others |  | TECN Y PROY DE INGENIERÍA SL | 10 | 49 | 59 | 340 |  | 3400 | 16660 | 20060
SPEC-703 | Quad-b, capillary | RAW | Others |  | DONGGUAN ZHUOHANG LTD | 1 | 169 | 170 | 102.86 |  | 102.86 | 17383.34 | 17486.2
SPEC-1120 | PRJ_501-1-50135_C1 [Generador PCB] | RAW | Motherboard and wires |  | DIGITAL CORE (SU-LML) | 6 | 13 | 19 | 900 |  | 5400 | 11700 | 17100
Spec-945 | Transistor MOSFET, PolarFET, Canal N, 200 A, 100 V, 0.0075 ohm, 5 V | RAW | Others |  | MOUSER ELECTRONICS INCORPORATED | 636 | 0 | 636 | 26.1454 |  | 16628.46 | 0 | 16628.46
SPEC-93 | LASER DIODE ENSPSTM033 | RAW | Diode |  | 0 | 5 | 0 | 5 | 3325 |  | 16625 | 0 | 16625
SPEC-255 | MHR Frontal Cover | RAW | Frontal and Handpiece casing |  | ENRIQUE AGUILAR | 42 | 31 | 73 | 217.115 |  | 9118.83 | 6730.565 | 15849.395
SPEC-338 | CA CONSOLE MODULAR CONNECTOR | RAW | Others |  | BMA TECHNOLOGIES LTD | 70 | 29 | 99 | 157.38 |  | 11016.6 | 4564.02 | 15580.62
SPEC-19 | Dual-b channels | RAW | Others |  | DONGGUAN ZHUOHANG LTD | 162 | 0 | 162 | 92.16 |  | 14929.92 | 0 | 14929.92
SPEC-149 | PCBA MHR-b Mainboard | RAW | Motherboard and wires |  | ELECTRONICA Y COMUNICACIONES NOROESTE S.L. | 98 | 29 | 127 | 115.75 |  | 11343.5 | 3356.75 | 14700.25
SPEC-1185 | LSR0952X0022 [MHR-A PBA MAIN BOARD] | RAW | Motherboard and wires |  | ELECTRONICA Y COMUNICACIONES NOROESTE S.L. | 40 | 21 | 61 | 236.57 |  | 9462.8 | 4967.97 | 14430.77
SPEC-730 | Single 8x8 Prism | RAW | Optics/sapphires/prisms | FUZHOU JYS OPTRONICS CO., LTD | FUZHOU JYS OPTRONICS CO. LTD | 375 | 0 | 375 | 38.454 |  | 14420.24 | 0 | 14420.24
SPEC-39 | MHR-b CaliQuad Body | RAW | Others |  | DONGGUAN ZHUOHANG LTD | 425 | 61 | 486 | 29.1244 |  | 12377.87 | 1776.5884 | 14154.4584
SPEC-146 | Hailea - HC500A - 110V | RAW | Others | AQ-ARIUM SOLUTIONS, S.L | AQ-ARIUM SOLUTIONS S.L. | 19 | 15 | 34 | 400 |  | 7600 | 6000 | 13600
SPEC-838 | Single-b, capillary, chrome coated | RAW | Others | CROMADOS ACRO | CROMADOS ACRO | 89 | 0 | 89 | 141.88 |  | 12627.32 | 0 | 12627.32
SPEC-826DF | PTS-2158.001 [Quad Tip] DEFECTUOSO | DEFECTIVE | Others |  | #N/A | 192 | 0 | 192 | 0 |  | 12567.94 | 0 | 12567.94
SPEC-734 | Dual 13,5x14,5 Prism | RAW | Optics/sapphires/prisms | FUZHOU JYS OPTRONICS CO., LTD | FUZHOU JYS OPTRONICS CO. LTD | 327 | 47 | 374 | 33.5668 |  | 10976.35 | 1577.6405 | 12553.9905
SPEC-470 | PCB Main Board MDD | RAW | Motherboard and wires |  | INSYTE | 55 | 1 | 56 | 223.528 |  | 12294.04 | 223.528 | 12517.568
SPEC-427DF | Puntera Quad MHR Cromada (ACRO) CON DEFECTOS | DEFECTIVE | Others |  | #N/A | 132 | 0 | 132 | 0 |  | 12355.2 | 0 | 12355.2
SPEC-826 | Quad Tip | RAW | Others |  | DONGGUAN ZHUOHANG LTD | 39 | 140 | 179 | 66.229 |  | 2582.93 | 9272.0564 | 11854.9864
SPEC-1430 | ALS70A134NF063 [85C - Screw Terminal Aluminum Capacitor] | RAW | Condensator |  | ARROW IBERIA ELECTRONICA SLU | 192 | 0 | 192 | 58.77 |  | 11283.84 | 0 | 11283.84
SPEC-660 | Advantech -SQF-SHMM2-64G-S9C | RAW | Computer | ADVANTECH EUROPE B.V. | Advantech Europe B.V. | 90 | 64 | 154 | 70.59 |  | 6353.1 | 4517.76 | 10870.86
SPEC-741 | Quad-b channels, chrome coated | RAW | Others |  | 0 | 130 | 0 | 130 | 82.69 |  | 10749.7 | 0 | 10749.7
SPEC-816 | Dual Tip | RAW | Others |  | DONGGUAN ZHUOHANG LTD | 96 | 81 | 177 | 60.5297 |  | 5810.85 | 4902.9047 | 10713.7547
SPEC-21 | Dual-b Frame | RAW | Mechanized components |  | TOTAL PLANNING | 372 | 30 | 402 | 26.6392 |  | 9909.79 | 799.1766 | 10708.9666
SPEC-909 | Monocrom Laser Diode, 20 bars, 808-940-1060nm, 180A, 4000W | RAW | Diode | MONOCROM SL | MONOCROM S.L | 0 | 3 | 3 | 3500 | SI | 0 | 10500 | 10500
SPEC-151 | PCB Control Board | RAW | Motherboard and wires |  | ELECTRONICA Y COMUNICACIONES NOROESTE S.L. | 124 | 34 | 158 | 65.75 |  | 8153 | 2235.5 | 10388.5
SPEC-359 | Melexis MLX 90615 | RAW | Electronic components | DIGI-KEY Electronics INC | DIGI-KEY | 1995 | 447 | 2442 | 4.214 |  | 8406.93 | 1883.658 | 10290.588
SPEC-428DF | Puntera Dual MHR Cromada (ACRO) CON DEFECTOS | DEFECTIVE | Others |  | #N/A | 108 | 0 | 108 | 0 |  | 10099.08 | 0 | 10099.08
SPEC-154 | PCBA MHR-b HP Main | RAW | Motherboard and wires |  | ELECTRONICA Y COMUNICACIONES NOROESTE S.L. | 391 | 35 | 426 | 23.65 |  | 9247.15 | 827.75 | 10074.9
SPEC-111 | Pneumatic female contact 3mm - 09 14 000 6257 | RAW | Electronic components | RS AMIDATA SAU | ELECTRONICA EDIMAR | 360 | 580 | 940 | 10.482 |  | 3773.52 | 6079.56 | 9853.08
SPEC-1293 | PRJ_501-1-50114_B1 [SRF RF PCB] | RAW | Motherboard and wires |  | ELECTRONICA Y COMUNICACIONES NOROESTE S.L. | 13 | 13 | 26 | 374.33 |  | 4866.29 | 4866.29 | 9732.58
SPEC-17 | Quad-b channels | RAW | Others |  | DONGGUAN ZHUOHANG LTD | 98 | 0 | 98 | 98.28 |  | 9631.44 | 0 | 9631.44
SPEC-842DF | Quad-b, capillary welded | DEFECTIVE | Others |  | #N/A | 102 | 0 | 102 | 0 |  | 9617.58 | 0 | 9617.58
SPEC-1021 | AHR COMPUTER LEVI HUMAN MACHINE INTERFACE | RAW | Computer |  | WECON TECHNOLOGY (SU-LML) | 89 | 0 | 89 | 107.948 |  | 9607.37 | 0 | 9607.37
SPEC-729 | Single-b channels, chrome coated | RAW | Others |  | CROMADOS ACRO | 128 | 0 | 128 | 73.56 |  | 9415.68 | 0 | 9415.68
SPEC-755 | Win 10 IoT Ent 2019 LTSC Entry | RAW | Others | ADVANTECH EUROPE B.V. | Advantech Europe B.V. | 211 | 46 | 257 | 36.1408 |  | 7625.7 | 1662.4749 | 9288.1749
SPEC-36 | b - HP connector enclosure x4 (HARTBASE) | RAW | Box |  | DONGGUAN ZHUOHANG LTD | 255 | 139 | 394 | 23.5053 |  | 5993.86 | 3267.2413 | 9261.1013
OTH-2 | Microchip PIC18F8722-I/PT TQFP80 | RAW | Others |  | 0 | 1190 | 0 | 1190 | 7.4492 |  | 8864.6 | 0 | 8864.6
SPEC-100 | Wheel | RAW | Wheels | TENTE RUEDAS SA | TENTE RUEDAS SA | 208 | 272 | 480 | 17.9552 |  | 3734.69 | 4883.8254 | 8618.5154
SPEC-607 | Fitting 90º M3_D3 - 3218 03 09 | RAW | Mechanized components | COMERCIAL BECANI SL | COMERCIAL BECANI S.L. | 1060 | 0 | 1060 | 8.1 |  | 8586 | 0 | 8586
SPEC-705DF | Quad-b, capillary, chrome coated | DEFECTIVE | Others |  | #N/A | 94 | 0 | 94 | 0 |  | 8220.3 | 0 | 8220.3
SPEC-783 | 4G SO-DDR3-1600 RAM Memory | RAW | Others | ADVANTECH EUROPE B.V. | Advantech Europe B.V. | 67 | 64 | 131 | 61.0413 |  | 4089.77 | 3906.646 | 7996.416
SPEC-1418 | QM7 [1200W / 1500W Modular power supply] | RAW | Power Supply |  | KOLBI ELECTRONICA S.A. | 8 | 0 | 8 | 975 |  | 7800 | 0 | 7800
SPEC-157 | PCBA MHR-b PS Relay | RAW | Motherboard and wires |  | ELECTRONICA Y COMUNICACIONES NOROESTE S.L. | 256 | 29 | 285 | 25.75 |  | 6592 | 746.75 | 7338.75
SPEC-1051 | 09 14 000 6252 [Pneumatic female contact 3mm] | RAW | Others |  | COMERCIAL BECANI S.L. | 1191 | 26 | 1217 | 5.98 |  | 7122.18 | 155.48 | 7277.66
SPEC-689 | Harting 09 30 016 0301 Connector Cover Han 16B-HBM-double lever | RAW | Electronic components | RS AMIDATA SAU | RS AMIDATA SAU | 262 | 17 | 279 | 25.119 |  | 6581.18 | 427.0231 | 7008.2031
SPEC-18 | Single-b channels | RAW | Others |  | DONGGUAN ZHUOHANG LTD | 99 | 0 | 99 | 69.84 |  | 6914.16 | 0 | 6914.16
SPEC-280 | Operator goggles - ATD #52 780-830nm O.D6+ | RAW | Others | LASERPAIR CO., LIMITED | LASERPAIR CO. LIMITED | 294 | 18 | 312 | 22.0978 |  | 6496.76 | 397.7608 | 6894.5208
SPEC-431 | Dual window | RAW | Optics/sapphires/prisms |  | FUZHOU JYS OPTRONICS CO. LTD | 156 | 18 | 174 | 39.3305 |  | 6135.56 | 707.9492 | 6843.5092
SPEC-573 | Dual-b Window | RAW | Optics/sapphires/prisms |  | FUZHOU JYS OPTRONICS CO. LTD | 171 | 30 | 201 | 33.2635 |  | 5688.06 | 997.9053 | 6685.9653
SPEC-578 | Quad-b window | RAW | Optics/sapphires/prisms | FUZHOU JYS OPTRONICS CO., LTD | FUZHOU JYS OPTRONICS CO. LTD | 64 | 24 | 88 | 74.25 |  | 4752 | 1782 | 6534
SPEC-777 | Relay, DIN rail, 12VDC, 6A, SPDT | RAW | Electronic components | RS AMIDATA SAU | RS AMIDATA SAU | 519 | 0 | 519 | 12.4911 |  | 6482.89 | 0 | 6482.89
SPEC-339 | CA AC MAINS | RAW | Others |  | BMA TECHNOLOGIES LTD | 57 | 29 | 86 | 74.5619 |  | 4250.03 | 2162.296 | 6412.326
SPEC-701DF | Dual-b, capillary, chrome coated | DEFECTIVE | Others |  | #N/A | 74 | 0 | 74 | 0 |  | 6332.18 | 0 | 6332.18
SPEC-329 | Base (blue painted) | RAW | Painting |  | LASER GALICIA S.L. | 74 | 49 | 123 | 49.7476 |  | 3681.32 | 2437.6308 | 6118.9508
SPEC-112 | Harting 09140022602 | RAW | Harting connectors |  | RS AMIDATA SAU | 300 | 0 | 300 | 20.15 |  | 6045 | 0 | 6045
SPEC-1237 | 09140006152 [Pneumatic contact male 3,0 mm] | RAW | Others |  | COMERCIAL BECANI S.L. | 947 | 56 | 1003 | 5.962 |  | 5646.02 | 333.8724 | 5979.8924
SPEC-202 | Shunt 30A-60mV | RAW | Others |  | MONOCROM S.L | 98 | 50 | 148 | 40 |  | 3920 | 2000 | 5920
SPEC-205 | b touch protector | RAW | Others |  | DONGGUAN ZHUOHANG LTD | 171 | 59 | 230 | 25.628 |  | 4382.39 | 1512.0527 | 5894.4427
SPEC-50 | MHR-b HP Cover L | RAW | Frontal and Handpiece casing |  | ENRIQUE AGUILAR | 73 | 54 | 127 | 44.29 |  | 3233.17 | 2391.66 | 5624.83
SPEC-298 | PVC hose L=1850mm | RAW | Others | FREELIN-WADE A COILHOSE Co. | FREELIN-WADE A COILHOSE CO. | 897.4 | 275.65 | 1173.05 | 4.7687 |  | 4279.46 | 1314.5009 | 5593.9609
SPEC-1292 | PRJ_501-1-50110_C1 [SRF Control PCB] | RAW | Motherboard and wires |  | ELECTRONICA Y COMUNICACIONES NOROESTE S.L. | 11 | 13 | 24 | 230.3 |  | 2533.3 | 2993.9 | 5527.2
SPEC-38 | MHR-b CaliDual Body | RAW | Others |  | DONGGUAN ZHUOHANG LTD | 175 | 96 | 271 | 19.9004 |  | 3482.57 | 1910.4384 | 5393.0084
SPEC-735 | Quad 25,5x14,5 Prism | RAW | Optics/sapphires/prisms | FUZHOU JYS OPTRONICS CO., LTD | FUZHOU JYS OPTRONICS CO. LTD | 153 | 27 | 180 | 29.7137 |  | 4546.2 | 802.2706 | 5348.4706
SPEC-23 | Quad-b Frame | RAW | Mechanized components |  | TOTAL PLANNING | 176 | 24 | 200 | 26.4977 |  | 4663.59 | 635.9441 | 5299.5341
SPEC-429 | Single window | RAW | Optics/sapphires/prisms |  | FUZHOU JYS OPTRONICS CO. LTD | 171 | 0 | 171 | 30.96 |  | 5294.16 | 0 | 5294.16
SPEC-855 | Expandable Braided Tin Plated Copper Cable Sleeve, 12.5mm Diameter, 10m Length | RAW | Electronic components | RS AMIDATA SAU | RS AMIDATA SAU | 168.65 | 301.5 | 470.15 | 10.7855 |  | 1818.97 | 3251.8201 | 5070.7901
SPEC-944 | Monocrom Laser Diode, 10 bars, 808nm, 170A, 2000W | RAW | Diode | MONOCROM SL | MONOCROM S.L | 0 | 2 | 2 | 2500 | SI | 0 | 5000 | 5000
SPEC-1056 | LSR0952X0006 [MHR-a PCBA CONTROL BOARD] | RAW | Motherboard and wires |  | ELECTRONICA Y COMUNICACIONES NOROESTE S.L. | 34 | 17 | 51 | 96.85 |  | 3292.9 | 1646.45 | 4939.35
SPEC-1455 | Armotec PC | RAW | Others |  | ARMORTECH TECHNOLOGY LIMITED | 62 | 0 | 62 | 79.6171 |  | 4936.26 | 0 | 4936.26
SPEC-97 | MHR Handpiece hardcase + Foam | RAW | Others |  | Huangshan DRX Industrial Co., Inc. | 66 | 11 | 77 | 63.445 |  | 4187.37 | 697.895 | 4885.265
SPEC-923 | Umbilical strain relief | RAW | Wires |  | DONGGUAN ZHUOHANG LTD | 60 | 138 | 198 | 24.5882 |  | 1475.29 | 3393.167 | 4868.457
SPEC-279 | Textile cover | RAW | Frontal and Handpiece casing |  | Fashion One España S.L. | 284 | 10 | 294 | 16.5 |  | 4686 | 165 | 4851
SPEC-430 | Quad window | RAW | Optics/sapphires/prisms |  | FUZHOU JYS OPTRONICS CO. LTD | 104 | 5 | 109 | 43.8828 |  | 4563.81 | 219.4139 | 4783.2239
SPEC-880 | Leaseir MHR Xcell Console Shipping Crate | RAW | Others | ENCAJA EMBALAJES DE MADERA S.L | ENCAJA EMBALAJES DE MADERA S.L. | 20 | 10 | 30 | 158.72 |  | 3174.4 | 1587.2 | 4761.6
SPEC-427OER | Quad Tip, Coated | DEFECTIVE | Others |  | #N/A | 47 | 0 | 47 | 0 |  | 4459.83 | 0 | 4459.83
SPEC-1454 | Armortec SSD | RAW | Others |  | ARMORTECH TECHNOLOGY LIMITED | 90 | 0 | 90 | 49.55 |  | 4459.5 | 0 | 4459.5
SPEC-1408 | MSP-600-36 [Switching power supply, 36V DC, 17.5A, 630W] | RAW | Power Supply |  | RS AMIDATA SAU | 18 | 0 | 18 | 246.85 |  | 4443.3 | 0 | 4443.3
SPEC-1188 | LSR0952X0020 [MHR-a PCBA HAND PIECE BUFFER] | RAW | Motherboard and wires |  | #N/A | 94 | 47 | 141 | 31.45 |  | 2956.3 | 1478.15 | 4434.45
SPEC-1501 | Quad 14x24 - Aesth Blend Prism | RAW | Optics/sapphires/prisms |  | 0 | 103 | 0 | 103 | 41.76 |  | 4301.28 | 0 | 4301.28
SPEC-1426 | PLC-RSC-12DC/21 [Interface Relay, DIN Rail Mount, 12V dc Coil, SPDT, 1-Pole] | RAW | Others |  | RS AMIDATA SAU | 198 | 0 | 198 | 21.38 |  | 4233.24 | 0 | 4233.24
SPEC-803 | Legris 3106_03_04, Union 4-3mm tube | RAW | Mechanized components | COMERCIAL BECANI SL | COMERCIAL BECANI S.L. | 1051 | 0 | 1051 | 3.915 |  | 4114.67 | 0 | 4114.67
SPEC-30 | HP Hanger clip | RAW | Others |  | DONGGUAN ZHUOHANG LTD | 207 | 148 | 355 | 11.5023 |  | 2380.97 | 1702.336 | 4083.306
SPEC-739 | Quad Blend 14x24 Prism | RAW | Optics/sapphires/prisms | FUZHOU JYS OPTRONICS CO., LTD | FUZHOU JYS OPTRONICS CO. LTD | 74 | 2 | 76 | 53.32 |  | 3945.68 | 106.64 | 4052.32
SPEC-5 | b Mosfet Heat Spreader | RAW | Others |  | LASER GALICIA S.L. | 105 | 51 | 156 | 25.7788 |  | 2706.77 | 1314.7169 | 4021.4869
SPEC-1269 | PTS-1274 [SRF Connector x2 cover with rods] | RAW | Frontal and Handpiece casing |  | DONGGUAN ZHUOHANG LTD | 75 | 39 | 114 | 35.2713 |  | 2645.35 | 1375.582 | 4020.932
SPEC-35 | MHR-b Umbilical Ferrule | RAW | Wires |  | DONGGUAN ZHUOHANG LTD | 70 | 139 | 209 | 18.8327 |  | 1318.29 | 2617.7473 | 3936.0373
SPEC-428OER | Dual Tip, coated | DEFECTIVE | Others |  | #N/A | 42 | 0 | 42 | 0 |  | 3927.42 | 0 | 3927.42
SPEC-388 | CA LVDS | RAW | Others |  | BMA TECHNOLOGIES LTD | 302 | 29 | 331 | 11.7929 |  | 3561.46 | 341.9945 | 3903.4545
SPEC-605 | Legris black tube, 3mm OD, 1.8mm ID - 1025U030118 | RAW | Mechanized components | COMERCIAL BECANI SL | COMERCIAL BECANI S.L. | 200 | 0 | 200 | 19.28 |  | 3856 | 0 | 3856
SPEC-923DF | Umbilical strain relief DF | DEFECTIVE | Wires |  | #N/A | 150 | 0 | 150 | 0 |  | 3798.25 | 0 | 3798.25
SPEC-1417 | MSP-600-48 [Power Supply 48V 648W]" | RAW | Power Supply |  | RS AMIDATA SAU | 15 | 0 | 15 | 240.19 |  | 3602.85 | 0 | 3602.85
SPEC-155 | PCBA MHR-b Caliport socket | RAW | Motherboard and wires |  | ELECTRONICA Y COMUNICACIONES NOROESTE S.L. | 319 | 29 | 348 | 10.15 |  | 3237.85 | 294.35 | 3532.2
SPEC-27 | Cover, Silentblocks (Color RAL 7012) | RAW | Frontal and Handpiece casing |  | DONGGUAN ZHUOHANG LTD | 431 | 248 | 679 | 5.13 |  | 2211.01 | 1272.2285 | 3483.2385
SPEC-1361 | WSRF-0001 [Mains_Box] | RAW | Box |  | BMA TECHNOLOGIES LTD | 20 | 13 | 33 | 104.748 |  | 2094.96 | 1361.724 | 3456.684
SPEC-738 | Dual Blend 12x14 Prism | RAW | Optics/sapphires/prisms | FUZHOU JYS OPTRONICS CO., LTD | FUZHOU JYS OPTRONICS CO. LTD | 72 | 1 | 73 | 46 |  | 3312 | 46 | 3358
SPEC-348 | CA STOP SWITCH | RAW | Others |  | BMA TECHNOLOGIES LTD | 58 | 29 | 87 | 38.4421 |  | 2229.64 | 1114.82 | 3344.46
SPEC-32 | MHR-b Caliport back cover - Color RAL 7012 | RAW | Frontal and Handpiece casing |  | DONGGUAN ZHUOHANG LTD | 97 | 160 | 257 | 12.9946 |  | 1260.48 | 2079.1423 | 3339.6223
SPEC-541 | Moludar contactor, 25A, 4 Poles | RAW | Electronic components | FARNELL | RS AMIDATA SAU | 58 | 29 | 87 | 38.14 |  | 2212.12 | 1106.06 | 3318.18
SPEC-929 | Single-b 2024, window | RAW | Optics/sapphires/prisms | FUZHOU JYS OPTRONICS CO., LTD | FUZHOU JYS OPTRONICS CO. LTD | 69 | 2 | 71 | 46.5854 |  | 3214.39 | 93.1707 | 3307.5607
SPEC-840 | Single-b, capillary welded | RAW | Others |  | 0 | 32 | 0 | 32 | 101.0419 |  | 3233.34 | 0 | 3233.34
SPEC-293 | Harting x2 40A male - 09 14 002 2601 | RAW | Electronic components | RS AMIDATA SAU | ELECTRONICA EDIMAR | 160 | 139 | 299 | 10.7363 |  | 1717.8 | 1492.3387 | 3210.1388
SPEC-1301 | PTS-0260 [SRF Umbillical Cover] | RAW | Frontal and Handpiece casing |  | DONGGUAN ZHUOHANG LTD | 91 | 40 | 131 | 24.467 |  | 2226.5 | 978.6813 | 3205.1813
SPEC-740 | Dual-b channels, chrome coated | RAW | Others |  | 0 | 32 | 0 | 32 | 98.72 |  | 3159.04 | 0 | 3159.04
SPEC-932 | Single-b 2024, frame | RAW | Mechanized components |  | TOTAL PLANNING | 92 | 2 | 94 | 30.2699 |  | 2784.83 | 60.5398 | 2845.3698
SPEC-436 | Mains EMI Filter - SFN2030B-16-06 | RAW | Others |  | ARROW IBERIA ELECTRONICA SLU | 73 | 47 | 120 | 23.5663 |  | 1720.34 | 1107.6162 | 2827.9562
SPEC-292 | Harting 8 signal male - 09 14 008 2634 | RAW | Electronic components | RS AMIDATA SAU | ELECTRONICA EDIMAR | 116 | 179 | 295 | 9.5256 |  | 1104.97 | 1705.083 | 2810.053
SPEC-725 | Single-b Frame | RAW | Mechanized components |  | Joan Bonastre | 123 | 0 | 123 | 22.65 |  | 2785.95 | 0 | 2785.95
SPEC-426OER | Single Tip, Coated | DEFECTIVE | Others |  | #N/A | 21 | 0 | 21 | 0 |  | 2742.81 | 0 | 2742.81
SPEC-37 | MHR-b CaliSingle Body | RAW | Others |  | DONGGUAN ZHUOHANG LTD | 115 | 3 | 118 | 22.88 |  | 2631.2 | 68.64 | 2699.84
SPEC-935 | Single 10.8x10.8 Prism | RAW | Optics/sapphires/prisms | FUZHOU JYS OPTRONICS CO., LTD | FUZHOU JYS OPTRONICS CO. LTD | 49 | 2 | 51 | 52.92 |  | 2593.08 | 105.84 | 2698.92
SPEC-589 | M-F Hex Standoff Spacer, M5, 8mm Hex size, 10mm Long ,8 mm Thread size, Brass | RAW | Electronic components | FARNELL | ALSABE EFECTOS NAVALES E INDUSTRIALES SL | 1117 | 168 | 1285 | 2.1 |  | 2345.7 | 352.8 | 2698.5
SPEC-440 | Fitting M5 4mm T - 3198 04 19 | RAW | Others |  | COMERCIAL BECANI S.L. | 592 | 0 | 592 | 4.536 |  | 2685.31 | 0 | 2685.31
SPEC-268 | HP Hanger Port | RAW | Others |  | SCULPTEO | 97 | 14 | 111 | 23.5731 |  | 2286.59 | 330.0233 | 2616.6133
SPEC-34 | MHR-b Umbilical support | RAW | Wires |  | DONGGUAN ZHUOHANG LTD | 248 | 1 | 249 | 10.4191 |  | 2583.93 | 10.4191 | 2594.3491
SPEC-291 | Harting Hinged 4mod frame - 09 14 016 0313 | RAW | Electronic components | RS AMIDATA SAU | ELECTRONICA EDIMAR | 120 | 139 | 259 | 9.97 |  | 1196.4 | 1385.83 | 2582.23
SPEC-753 | Operator goggles 750-1100 nm O.D7+ | RAW | Others | LASERPAIR CO., LIMITED | LASERPAIR CO. LIMITED | 98 | 4 | 102 | 25.2774 |  | 2477.19 | 101.1098 | 2578.2998
SPEC-1334 | ASM-0335.001 [PCBA SRF Suction Sense] | RAW | Motherboard and wires |  | ELECTRONICA Y COMUNICACIONES NOROESTE S.L. | 51 | 14 | 65 | 38.72 |  | 1974.72 | 542.08 | 2516.8
SPEC-1044 | [X2 Locking lever] 09000005222 | RAW | Others |  | COMERCIAL BECANI S.L. | 227 | 39 | 266 | 9.235 |  | 2096.34 | 360.1641 | 2456.5041
SPEC-1333 | ASM-0332.001 [PCBA HP BS Board] | RAW | Motherboard and wires |  | ELECTRONICA Y COMUNICACIONES NOROESTE S.L. | 87 | 40 | 127 | 19.2921 |  | 1678.41 | 771.6828 | 2450.0928
SPEC-1048 | BD-07 [Boden BD-07 Micro Piston pump] | RAW | Water pump |  | BODENFLO (SU-LML) | 36 | 13 | 49 | 50 |  | 1800 | 650 | 2450
SPEC-31 | MHR-b caliport housing | RAW | Others |  | DONGGUAN ZHUOHANG LTD | 96 | 29 | 125 | 19.5585 |  | 1877.62 | 567.1977 | 2444.8177
SPEC-369 | Multimec 5GTH9XX | RAW | Electronic components | FARNELL | FARNELL | 768 | 235 | 1003 | 2.336 |  | 1794.05 | 548.9606 | 2343.0106
SPEC-930 | Frontal_cover_handle PTS-2291.001 | RAW | Frontal and Handpiece casing |  | ESSENTRA COMPONENTS S.L.U. | 23 | 0 | 23 | 100.87 |  | 2320.01 | 0 | 2320.01
SPEC-816DF | PTS-2154.001 [Dual Tip] DEFECTUOSO | DEFECTIVE | Others |  | #N/A | 35 | 0 | 35 | 0 |  | 2288.06 | 0 | 2288.06
SPEC-106 | Silentblock - 107083 | RAW | Mechanized components | ROALDO TECNICAS DE FIJACION SL | ROALDO TECNICAS DE FIJACIÓN | 824 | 248 | 1072 | 2.1107 |  | 1739.24 | 523.4606 | 2262.7006
SPEC-436DF | PTS-0409 [Mains Emi filter - Schaffner SFN2030B-16-06] DEFECTUOSO | DEFECTIVE | Others |  | #N/A | 100 | 0 | 100 | 0 |  | 2258 | 0 | 2258
SPEC-110 | Pneumatic contact female 4 mm - 09 14 000 6258 | RAW | Electronic components | RS AMIDATA SAU | RS AMIDATA SAU | 148 | 0 | 148 | 15.0564 |  | 2228.34 | 0 | 2228.34
SPEC-1025 | HR HANGER CONSOLE SIDE (SOPORTE PISTOLA ALUMIDE AHR) | RAW | Others |  | SCULPTEO | 119 | 11 | 130 | 17.02 |  | 2025.38 | 187.22 | 2212.6
SPEC-721 | Single-b Window | RAW | Optics/sapphires/prisms | FUZHOU JYS OPTRONICS CO., LTD | FUZHOU JYS OPTRONICS CO. LTD | 61 | 0 | 61 | 36 |  | 2196 | 0 | 2196
SPEC-1206 | 5130.0201 [16 IEC Appliance Inlet C20 with Filter] | RAW | Others |  | MOUSER ELECTRONICS INCORPORATED | 117 | 6 | 123 | 17.28 |  | 2021.76 | 103.68 | 2125.44
SPEC-1114 | PTS-1178 [SRF Generator Heatsink] | RAW | Others |  | DONGGUAN ZHUOHANG LTD | 29 | 13 | 42 | 49.9928 |  | 1449.79 | 649.9059 | 2099.6959
SPEC-107 | RAM Memory - AQD-SD3L2GN16-SQ1 | RAW | Others | ADVANTECH EUROPE B.V. | Advantech Europe B.V. | 94 | 0 | 94 | 21.84 |  | 2052.96 | 0 | 2052.96
SPEC-228 | MHR-b caliport filter | RAW | Others |  | LASERPAIR CO. LIMITED | 336 | 160 | 496 | 4.128 |  | 1387.01 | 660.481 | 2047.491
SPEC-282 | YAXINY 002192 LANYARD | RAW | Others | ALSABE EFECTOS NAVALES E INDUSTRIALES SL | ALSABE EFECTOS NAVALES E INDUSTRIALES SL | 1446 | 11 | 1457 | 1.3916 |  | 2012.2 | 15.3072 | 2027.5072
SPEC-1 | MHR-b Top Tray | RAW | Others |  | LASER GALICIA S.L. | 100 | 29 | 129 | 15.53 |  | 1553 | 450.37 | 2003.37
SPEC-937 | MHR-b Umbilical strain relief support | RAW | Wires |  | DONGGUAN ZHUOHANG LTD | 53 | 31 | 84 | 23.777 |  | 1260.18 | 737.0864 | 1997.2664
SPEC-327 | Legris - 3106 04 06 - Union 6-4mm | RAW | Mechanized components | COMERCIAL BECANI SL | COMERCIAL BECANI S.L. | 618 | 0 | 618 | 3.2308 |  | 1996.62 | 0 | 1996.62
SPEC-543DF | PTS-0226.003 [x4 Conn Cons Cover] DEFECTUOSO | DEFECTIVE | Frontal and Handpiece casing |  | #N/A | 85 | 0 | 85 | 0 |  | 1995.8 | 0 | 1995.8
SPEC-289 | HP sticker cover | RAW | Frontal and Handpiece casing |  | TRANSGLASS | 681 | 54 | 735 | 2.6913 |  | 1832.8 | 145.3322 | 1978.1322
SPEC-453 | Airswitch - Herga 6872-AC | RAW | Electronic components | FARNELL | FARNELL | 91 | 14 | 105 | 18.53 |  | 1686.23 | 259.42 | 1945.65
SPEC-1443 | Filtro Schurter 3-124-295 | RAW | Others |  | RS AMIDATA SAU | 74 | 0 | 74 | 25.74 |  | 1904.76 | 0 | 1904.76
SPEC-1276 | 09 14 006 0361 [Han hinged frame plus, for 2 modules A-B] | RAW | Mechanized components |  | COMERCIAL BECANI S.L. | 50 | 39 | 89 | 21.126 |  | 1056.3 | 823.914 | 1880.214
SPEC-367 | HP Seal 810 | RAW | Others |  | SCULPTEO | 653 | 51 | 704 | 2.6 |  | 1697.8 | 132.6 | 1830.4
SPEC-1120DF | PRJ_501-1-50135_C1 [Generador PCB] DEFECTUOSO | DEFECTIVE | Motherboard and wires |  | #N/A | 2 | 0 | 2 | 0 |  | 1800 | 0 | 1800
SPEC-991 | 1222507 [Fan Cooling Heat Sink, Hollow Fin Device, 0.175 °C/W, 74 mm, 62 mm] | RAW | Refrigerator |  | FARNELL | 11 | 0 | 11 | 163.61 |  | 1799.71 | 0 | 1799.71
SPEC-100DF | ASM-1564 [Tente - 5947 UAP 100 P30-11 RAL7001] DEFECTUOSO | DEFECTIVE | Others |  | #N/A | 113 | 0 | 113 | 0 |  | 1783.14 | 0 | 1783.14
SPEC-588 | M-F Hex Standoff Spacer, M3, 5mm Hex size, 10mm Long ,8 mm Thread size, Brass | RAW | Others | ESSENTRA Components S.L.U. | ALSABE EFECTOS NAVALES E INDUSTRIALES SL | 620 | 536 | 1156 | 1.5 |  | 930 | 804 | 1734
SPEC-1027 | HANGER PLUG AHR (SOPORTE PISTOLA AHR) (se entrega a Typi) | RAW | Others |  | SCULPTEO | 100 | 0 | 100 | 17.02 |  | 1702 | 0 | 1702
SPEC-1130 | 490-1317 [Peltier Module, 17.9W, 3.9A, 7.6V, 30 x 15mm] | RAW | Others |  | RS AMIDATA SAU | 56 | 24 | 80 | 21.1895 |  | 1186.61 | 508.5471 | 1695.1571
SPEC-542 | Mains box - b | RAW | Box |  | DONGGUAN ZHUOHANG LTD | 57 | 0 | 57 | 29.427 |  | 1677.34 | 0 | 1677.34
SPEC-492 | Mains, Key, Fuse Enclosure | RAW | Box |  | DONGGUAN ZHUOHANG LTD | 56 | 0 | 56 | 29.427 |  | 1647.91 | 0 | 1647.91
SPEC-423 | Pneumatic male fitting Ø4 - Harting 09 14 000 6153 | RAW | Electronic components | FARNELL | RS AMIDATA SAU | 97 | 114 | 211 | 7.794 |  | 756.02 | 888.5184 | 1644.5384
SPEC-159 | Bushing open 11.1-15.9mm | RAW | Others | ESSENTRA Components S.L.U. | ESSENTRA COMPONENTS S.L.U. | 3606 | 290 | 3896 | 0.415 |  | 1496.49 | 120.35 | 1616.84
SPEC-290 | Harting lever - 09 00 0005221 | RAW | Electronic components | RS AMIDATA SAU | ELECTRONICA EDIMAR | 153 | 278 | 431 | 3.75 |  | 573.75 | 1042.5 | 1616.25
SPEC-473 | PCB Lambda relay | RAW | Motherboard and wires |  | ELECTRONICA Y COMUNICACIONES NOROESTE S.L. | 106 | 22 | 128 | 12.5981 |  | 1335.4 | 277.1585 | 1612.5585
SPEC-251 | MHR top tray | RAW | Others |  | LASER GALICIA S.L. | 19 | 18 | 37 | 43.56 |  | 827.64 | 784.08 | 1611.72
SPEC-1191 | Pedal guard | RAW | Others | IRIS SPA ACCESORIOS DE HIDROMASAJE, SL | IRIS SPA ACCESORIOS DE HIDROMASAJE S.L. | 26 | 0 | 26 | 61.8515 |  | 1608.14 | 0 | 1608.14
SPEC-847 | MHR Side foam | RAW | Others | ESPUMAENCASA Lastras, S.L. | ESPUMAENCASA LASTRAS, S.L. | 206 | 20 | 226 | 7.1084 |  | 1464.33 | 142.168 | 1606.498
SPEC-148DF | PCBA MHR-b Capcharger DF | DEFECTIVE | Motherboard and wires |  | #N/A | 10 | 0 | 10 | 0 |  | 1585.5 | 0 | 1585.5
SPEC-26 | Hanger port Spacer | RAW | Others |  | DONGGUAN ZHUOHANG LTD | 24 | 288 | 312 | 5.07 |  | 121.68 | 1460.16 | 1581.84
SPEC-1419 | CAD14ES [MHR DS Flightcase box] | RAW | Box |  | Z Custom Cases | 6 | 4 | 10 | 156.42 |  | 938.52 | 625.68 | 1564.2
SPEC-283 | FOOT PEDAL | RAW | Others | IRIS SPA ACCESORIOS DE HIDROMASAJE, SL | IRIS SPA ACCESORIOS DE HIDROMASAJE S.L. | 17 | 0 | 17 | 91 |  | 1547 | 0 | 1547
SPEC-455 | Pneumatic x3 Body - Harting 09 14 003 4501 | RAW | Electronic components | FARNELL | ELECTRONICA EDIMAR | 159 | 401 | 560 | 2.706 |  | 430.26 | 1085.1211 | 1515.3811
SPEC-10 | MHR-b PS Enclosure | RAW | Box |  | LASER GALICIA S.L. | 106 | 29 | 135 | 11.11 |  | 1177.66 | 322.19 | 1499.85
SPEC-196 | Terminal strip - mk 6/6 ref. 7906260000 | RAW | Electronic components | FARNELL | ARROW IBERIA ELECTRONICA SLU | 129 | 29 | 158 | 9.486 |  | 1223.69 | 275.0931 | 1498.7831
SPEC-776 | IEC Appliance Inlet C20 with Filter | RAW | Others | MOUSER ELECTRONICS INCORPORATED | MOUSER ELECTRONICS INCORPORATED | 90 | 4 | 94 | 15.07 |  | 1356.3 | 60.28 | 1416.58
SPEC-256 | Stop switch EAO - 51-259.025 | RAW | Electronic components | FARNELL | FARNELL | 39 | 22 | 61 | 23.17 |  | 903.63 | 509.74 | 1413.37
SPEC-994 | 902-978 [Thermostat IDNext 902-978] | RAW | Others |  | PECOMARK | 17 | 6 | 23 | 60.91 |  | 1035.47 | 365.46 | 1400.93
SPEC-1098 | TDEX6015/TH12G [DS Heatsink fan, 0.5K/W, 60 x 60 x 47mm] | RAW | Refrigerator |  | RS AMIDATA SAU | 22 | 17 | 39 | 35.5859 |  | 782.89 | 604.9605 | 1387.8505
SPEC-1416 | MSP-600-24 [Power Supply 24V 648W] | RAW | Power Supply |  | RS AMIDATA SAU | 8 | 0 | 8 | 173.3 |  | 1386.4 | 0 | 1386.4
SPEC-1017 | switch foot - pedal redondo, wire 1,5mts | RAW | Wires |  | WENZHOU BINGO (SU-LML) | 246 | 0 | 246 | 5.6307 |  | 1385.15 | 0 | 1385.15
SPEC-292DF | Harting 8 signal male - 09 14 008 2634 /DF | DEFECTIVE | Harting connectors |  | #N/A | 145 | 0 | 145 | 0 |  | 1373.15 | 0 | 1373.15
SPEC-1117DF | PTS-1161 [SRF BS RF Mount] DEFECTUOSO | DEFECTIVE | Others |  | #N/A | 56 | 0 | 56 | 0 |  | 1369.42 | 0 | 1369.42
SPEC-320 | Lanyard Screw 10258/AS-M3 | RAW | Mechanized components | ALSABE EFECTOS NAVALES E INDUSTRIALES SL | ALSABE EFECTOS NAVALES E INDUSTRIALES SL | 878 | 11 | 889 | 1.5 |  | 1317 | 16.5 | 1333.5
SPEC-318 | CA MODULAR IR SENSOR | RAW | Others |  | BMA TECHNOLOGIES LTD | 361 | 381 | 742 | 1.7575 |  | 634.47 | 669.6207 | 1304.0907
SPEC-3035M | IEC C19 Power Cord - Europa - 5 meters | RAW | Others |  | #N/A | 50 | 0 | 50 | 0 |  | 1294.2 | 0 | 1294.2
SPEC-1220 | AD592CNZ [Temperature Sensor IC, Analogue, 0.5°C, -25 °C, 105 °C, TO-92, 3 Pins] | RAW | Others |  | RS AMIDATA SAU | 25 | 24 | 49 | 26.28 |  | 657 | 630.72 | 1287.72
SPEC-804 | TL-PA4010P Kit, Router 600 Mb/s, AV600 Passthrough Powerline Starter Kit | RAW | Electronic components | RS AMIDATA SAU | RS AMIDATA SAU | 29 | 0 | 29 | 44 |  | 1276 | 0 | 1276
SPEC-1071 | PTS-1195 [DS AC CHILLER TOP TRAY] | RAW | Refrigerator |  | DONGGUAN ZHUOHANG LTD | 4 | 6 | 10 | 127.44 |  | 509.76 | 764.64 | 1274.4
SPEC-907 | PCB Buzzer Board Leaseir MHR Xcell | RAW | Motherboard and wires |  | ELECTRONICA Y COMUNICACIONES NOROESTE S.L. | 119 | 29 | 148 | 8.5 |  | 1011.5 | 246.5 | 1258
SPEC-487 | PCB Buffer ASM (placa PCB de los MDD, no de los MHR) | RAW | Motherboard and wires |  | ELECTRONICA Y COMUNICACIONES NOROESTE S.L. | 56 | 0 | 56 | 22.3321 |  | 1250.6 | 0 | 1250.6
SPEC-217 | M-F Hex Standoff Spacers, M3-05-5-2, 5mm, 5mm Long, M3, Brass | RAW | Others | ALSABE EFECTOS NAVALES E INDUSTRIALES SL | ALSABE EFECTOS NAVALES E INDUSTRIALES SL | 585 | 412 | 997 | 1.25 |  | 731.25 | 515 | 1246.25
SPEC-108DF | PTS-0431 [Connector x4 Hinged Frame - Harting 09 14 016 0303] DEFECTUOSO | DEFECTIVE | Harting connectors |  | #N/A | 122 | 0 | 122 | 0 |  | 1241.96 | 0 | 1241.96
SPEC-461OER | ASM Single Tip | DEFECTIVE | Others |  | #N/A | 15 | 0 | 15 | 0 |  | 1240.05 | 0 | 1240.05
SPEC-425 | Capillary | RAW | Others |  | PECOMARK | 215.6 | 226.4 | 442 | 2.7571 |  | 594.42 | 624.1961 | 1218.6161
SPEC-257 | Mains Power Switch - MSM_19_LA_CS_ST_2P | RAW | Others | MOUSER ELECTRONICS INCORPORATED | MOUSER ELECTRONICS INCORPORATED | 45 | 18 | 63 | 19.3071 |  | 868.82 | 347.528 | 1216.348
SPEC-152 | PCBA Modular Ir Sensor | RAW | Motherboard and wires |  | ELECTRONICA Y COMUNICACIONES NOROESTE S.L. | 334 | 306 | 640 | 1.9 |  | 634.6 | 581.4 | 1216
SPEC-1295 | PTS-0263 [SRF umbilical ferrule] | RAW | Wires |  | DONGGUAN ZHUOHANG LTD | 127 | 40 | 167 | 7.237 |  | 919.1 | 289.4803 | 1208.5803
SPEC-33 | Hanger Port L | RAW | Others |  | DONGGUAN ZHUOHANG LTD | 166 | 31 | 197 | 6.0974 |  | 1012.17 | 189.0197 | 1201.1897
SPEC-1043 | 09 14 006 0303 [x2 Hinged Frame 6B (A-B)] | RAW | Mechanized components |  | COMERCIAL BECANI S.L. | 56 | 0 | 56 | 21.09 |  | 1181.04 | 0 | 1181.04
SPEC-1423 | QM4 [550W / 650W Modular power supply] | RAW | Power Supply |  | KOLBI ELECTRONICA S.A. | 4 | 0 | 4 | 295 |  | 1180 | 0 | 1180
SPEC-830 | Diode Base | RAW | Diode |  | DONGGUAN ZHUOHANG LTD | 83 | 0 | 83 | 14.0537 |  | 1166.46 | 0 | 1166.46
SPEC-1094 | PTS-0340 [DS CONNECTOR BOX] | RAW | Box |  | DONGGUAN ZHUOHANG LTD | 11 | 4 | 15 | 76.3636 |  | 840 | 305.4545 | 1145.4545
SPEC-426DF | PTS-0490.002 [Single Tip, Coated] (ACRO) DEFECTUOSO | DEFECTIVE | Others |  | #N/A | 27 | 0 | 27 | 0 |  | 1139.48 | 0 | 1139.48
SPEC-1370 | WSRF-0010 [Generator_Power] | RAW | Others |  | BMA TECHNOLOGIES LTD | 29 | 13 | 42 | 27.09 |  | 785.61 | 352.17 | 1137.78
SPEC-1289 | PTS-2332 [HP SRF Support] | RAW | Others |  | NIRES (Ad3dtech S.L.) | 14 | 26 | 40 | 28.32 |  | 396.48 | 736.32 | 1132.8
SPEC-1348 | ASM-2256 [PCBA BS SUCTION] | RAW | Motherboard and wires |  | ELECTRONICA Y COMUNICACIONES NOROESTE S.L. | 25 | 14 | 39 | 29.02 |  | 725.5 | 406.28 | 1131.78
SPEC-356 | Diode IR Sensor Mount 20BS | RAW | Diode |  | SCULPTEO | 186 | 188 | 374 | 3.01 |  | 559.86 | 565.88 | 1125.74
SPEC-1049 | 3116670 [SRF Vacuum filter, 1/8" cpl] | RAW | Others |  | ALSABE EFECTOS NAVALES E INDUSTRIALES SL | 8 | 13 | 21 | 53.48 |  | 427.84 | 695.24 | 1123.08
SPEC-790 | BackCover screw mount b | RAW | Frontal and Handpiece casing |  | SCULPTEO | 1195 | 116 | 1311 | 0.85017 |  | 1015.95 | 98.6194 | 1114.5694
SPEC-293DF | Harting x2 40A male - 09 14 002 2601 | DEFECTIVE | Harting connectors |  | #N/A | 127 | 0 | 127 | 0 |  | 1092.2 | 0 | 1092.2
SPEC-565 | Frontal Cover gasket | RAW | Frontal and Handpiece casing |  | ALSABE EFECTOS NAVALES E INDUSTRIALES SL | 450.24 | 47.4 | 497.64 | 2.19 |  | 986.03 | 103.8065 | 1089.8365
SPEC-205DF | PTS-0815.003 [b touch protector] DEFECTUOSO | DEFECTIVE | Others |  | #N/A | 43 | 0 | 43 | 0 |  | 1089.19 | 0 | 1089.19
SPEC-370 | Switch Holder | RAW | Others |  | SCULPTEO | 612 | 111 | 723 | 1.5 |  | 918 | 166.5 | 1084.5
SPEC-29 | Cap 4 tubes | RAW | Others |  | DONGGUAN ZHUOHANG LTD | 116 | 0 | 116 | 9.2179 |  | 1069.28 | 0 | 1069.28
SPEC-153 | PCBA MHR-b HP trigger | RAW | Motherboard and wires |  | ELECTRONICA Y COMUNICACIONES NOROESTE S.L. | 193 | 92 | 285 | 3.75 |  | 723.75 | 345 | 1068.75
SPEC-718 | HP Seal Blend | RAW | Others |  | SCULPTEO | 408 | 3 | 411 | 2.6 |  | 1060.8 | 7.8 | 1068.6
SPEC-590 | Self Adhesive Natural Cable Tie Mount 19 mm x 19mm, 4.1mm Max. Cable Tie Width | RAW | Electronic components | RS AMIDATA SAU | RS AMIDATA SAU | 10301 | 431 | 10732 | 0.099 |  | 1019.8 | 42.669 | 1062.469
SPEC-1391 | 082-97-RFX [RF/COAXIAL, N JACK, STRAIGHT, 50 OHM, SOLDER] | RAW | Others |  | RS AMIDATA SAU | 113 | 13 | 126 | 8.343 |  | 942.76 | 108.4591 | 1051.2191
SPEC-831 | Rear Lens | RAW | Diode | MONOCROM SL | MONOCROM S.L | 52 | 0 | 52 | 20.01 |  | 1040.52 | 0 | 1040.52
SPEC-789 | BackCover screw mount a | RAW | Frontal and Handpiece casing |  | SCULPTEO | 1106 | 116 | 1222 | 0.85001 |  | 940.11 | 98.601 | 1038.711
SPEC-1412 | Pneumatic pedal | RAW | Others | IRIS SPA ACCESORIOS DE HIDROMASAJE, SL | IRIS SPA ACCESORIOS DE HIDROMASAJE S.L. | 26 | 0 | 26 | 39.8 |  | 1034.8 | 0 | 1034.8
SPEC-187 | Push in fitting RL31 Ø 6 1/8 - 2L31008 | RAW | Mechanized components | COMERCIAL BECANI SL | COMERCIAL BECANI S.L. | 135 | 260 | 395 | 2.613 |  | 352.75 | 679.3704 | 1032.1204
SPEC-1279 | VDW250-5G-2-01F-Q [Solenoid Valve, 3 port(s) , NO/NC, 24 V dc, 1/8in] | RAW | Others |  | RS AMIDATA SAU | 12 | 39 | 51 | 20.1242 |  | 241.49 | 784.8425 | 1026.3325
SPEC-1367 | WSRF-0007 [Console_Harting] | RAW | Harting connectors |  | BMA TECHNOLOGIES LTD | 14 | 13 | 27 | 37.41 |  | 523.74 | 486.33 | 1010.07
SPEC-1163 | AHR Handpiece covers + hanger clip (2 carcasas + mecanizado Typi + soporte) | RAW | Frontal and Handpiece casing |  | TECN Y PROY DE INGENIERÍA SL | 9 | 0 | 9 | 111.84 |  | 1006.56 | 0 | 1006.56
SPEC-1046 | 1012673 [Alphacool Cape Corp Coolplex Pro 10LT reservoir] | RAW | Others |  | AQUATUNING (SU-LML) | 33 | 0 | 33 | 30.18 |  | 995.94 | 0 | 995.94
SPEC-1280 | ASM-1655 [SRF PCB PS] | RAW | Motherboard and wires |  | ELECTRONICA Y COMUNICACIONES NOROESTE S.L. | 27 | 13 | 40 | 24.85 |  | 670.95 | 323.05 | 994
SPEC-252 | Solenoid Valve - RSC-1 | RAW | Others | YUYAO No.4 INSTRUMENT FACTORY | YUYAO N4 INSTRUMENT FACTORY | 421 | 40 | 461 | 2.1505 |  | 905.36 | 86.02 | 991.38
SPEC-818 | Tubo Araldite Adhesive, 5 min, 2x75 ml | RAW | Others |  | ALSABE EFECTOS NAVALES E INDUSTRIALES SL | 24 | 0 | 24 | 41 |  | 984 | 0 | 984
SPEC-1040 | 3107 04 00 [Fitting EQUAL CROSS 4mm] | RAW | Others |  | COMERCIAL BECANI S.L. | 108 | 0 | 108 | 9.11 |  | 983.88 | 0 | 983.88
SPEC-544 | CA TOUCH DC IN | RAW | Others |  | BMA TECHNOLOGIES LTD | 257 | 29 | 286 | 3.4377 |  | 883.48 | 99.6923 | 983.1723
SPEC-543 | x4 Conn Cons Cover | RAW | Frontal and Handpiece casing |  | DONGGUAN ZHUOHANG LTD | 37 | 5 | 42 | 23.4035 |  | 865.93 | 117.0176 | 982.9476
SPEC-424 | Harting 8 signal female - 09 14 008 2734 | RAW | Harting connectors |  | FARNELL | 33 | 4 | 37 | 26.3552 |  | 869.72 | 105.4206 | 975.1406
SPEC-798 | Cap 4 tubes-b | RAW | Others |  | DONGGUAN ZHUOHANG LTD | 332 | 55 | 387 | 2.5027 |  | 830.9 | 137.6491 | 968.5491
SPEC-1386 | 286163 [AHR SWITCH PEDAL] | RAW | Others |  | FARNELL | 52 | 0 | 52 | 18.53 |  | 963.56 | 0 | 963.56
SPEC-1345 | 09 14 006 0371 [Han hinged frame plus, for 2 modules a-b] | RAW | Mechanized components |  | RS AMIDATA SAU | 3 | 40 | 43 | 22.3933 |  | 67.18 | 895.7333 | 962.9133
SPEC-1053 | PTS-0247 [SRF HP FC Coupling] | RAW | Others |  | DONGGUAN ZHUOHANG LTD | 100 | 40 | 140 | 6.78 |  | 678 | 271.2 | 949.2
SPEC-303USA | IEC C19 Power Cord - USA | RAW | Others |  | #N/A | 78 | 0 | 78 | 0 |  | 948.64 | 0 | 948.64
SPEC-1079 | W2E142-BB01-01 [DS Axial fan,172x150x38mm] | RAW | Refrigerator |  | RS AMIDATA SAU | 4 | 6 | 10 | 94.4925 |  | 377.97 | 566.955 | 944.925
SPEC-506 | Carcasa pistola MDD + soporte (MDD r cover + hanger) | RAW | Frontal and Handpiece casing |  | TECN Y PROY DE INGENIERÍA SL | 16 | 0 | 16 | 58.81 |  | 940.96 | 0 | 940.96
SPEC-140 | Fitting Bulkhead 8-8 - 3116 08 00 | RAW | Mechanized components | COMERCIAL BECANI SL | COMERCIAL BECANI S.L. | 53 | 141 | 194 | 4.83 |  | 255.99 | 681.03 | 937.02
SPEC-827 | MetalWork Automatic Fitting R15 Ø3 coupling M3 | RAW | Mechanized components | COMERCIAL BECANI SL | COMERCIAL BECANI S.L. | 189 | 0 | 189 | 4.895 |  | 925.16 | 0 | 925.16
SPEC-1001 | CARCASA SUPERIOR AHR | RAW | Others |  | CN MOULDING (SU-LML) | 29 | 0 | 29 | 31.7238 |  | 919.99 | 0 | 919.99
SPEC-1011DF | 00770444 [Caster wheel, 5947UAP100P30-11 9002/3000/7015 2.0, white] DEFECTUOSO | DEFECTIVE | Wheels |  | #N/A | 58 | 0 | 58 | 0 |  | 915.24 | 0 | 915.24
SPEC-1317 | 680S3W3103L401 [3 Way Panel Mount D-sub Connector Plug, 6.85mm Pitch] | RAW | Others |  | FARNELL | 92 | 13 | 105 | 8.693 |  | 799.76 | 113.0096 | 912.7696
SPEC-796 | Cap 1 tube-b | RAW | Others |  | DONGGUAN ZHUOHANG LTD | 318 | 55 | 373 | 2.3974 |  | 762.37 | 131.8564 | 894.2264
SPEC-914 | Loctite 270, anaerobic threadlocking glue, 50 ml | RAW | Electronic components | RS AMIDATA SAU | ROEIRASA | 24 | 0 | 24 | 36.75 |  | 882 | 0 | 882
SPEC-1368 | WSRF-0008 [Foot_Switch] | RAW | Others |  | BMA TECHNOLOGIES LTD | 19 | 13 | 32 | 27.1758 |  | 516.34 | 353.2853 | 869.6253
SPEC-1340 | ASM-2259 [PCB pogopin FS] | RAW | Motherboard and wires |  | PCB WAY (SU-LML) | 96 | 14 | 110 | 7.887 |  | 757.15 | 110.4177 | 867.5677
SPEC-133 | Motedis 28x515mm M8 | RAW | Others | MOTEDIS SLU | MOTEDIS SLU | 102 | 124 | 226 | 3.836 |  | 391.27 | 475.6616 | 866.9316
SPEC-640 | SRF Top Tray | RAW | Others |  | LASER GALICIA S.L. | 10 | 13 | 23 | 37.67 |  | 376.7 | 489.71 | 866.41
SPEC-357 | Diode IR Sensor TIp Mount | RAW | Diode |  | SCULPTEO | 469 | 102 | 571 | 1.5 |  | 703.5 | 153 | 856.5
SPEC-1268 | PTS-0701 [MHR-DS PLATFORM HP HANGER PORT] | RAW | Others |  | SCULPTEO | 48 | 4 | 52 | 16.25 |  | 780 | 65 | 845
SPEC-1413 | TF51A-C24-W103 [TopsFlo DC Micro pump] | RAW | Water pump |  | TUKAN SOMOS IMPRESORES SLL | 9 | 0 | 9 | 93.4578 |  | 841.12 | 0 | 841.12
SPEC-28 | Cap 1 tube | RAW | Others |  | DONGGUAN ZHUOHANG LTD | 131 | 0 | 131 | 6.39 |  | 837.09 | 0 | 837.09
SPEC-1076 | PTS-1193 [DS AC CHILLER PVC MOUNT] | RAW | Refrigerator |  | DONGGUAN ZHUOHANG LTD | 4 | 6 | 10 | 83.6075 |  | 334.43 | 501.645 | 836.075
SPEC-373 | CA KEYSWITCH | RAW | Others |  | BMA TECHNOLOGIES LTD | 57 | 29 | 86 | 9.6319 |  | 549.02 | 279.326 | 828.346
SPEC-492DF | PTS-0088.002 [Mains, Key, Fuse Enclosure] DEFECTUOSO | DEFECTIVE | Box |  | #N/A | 28 | 0 | 28 | 0 |  | 823.96 | 0 | 823.96
SPEC-647 | SRF Ventilador ref. NMB 05015SS-24R-00 (2672958 Farnell) | RAW | Others |  | FARNELL | 40 | 39 | 79 | 10.378 |  | 415.12 | 404.742 | 819.862
SPEC-387 | CA EXTENSION (VALVES,SENSOR NTC) | RAW | Others |  | BMA TECHNOLOGIES LTD | 78 | 29 | 107 | 7.654 |  | 597.01 | 221.9653 | 818.9753
SPEC-416 | O ring (cordón tórico de silicona, tubos de 5m) (meter a stock por mts) | RAW | Others | ALSABE EFECTOS NAVALES E INDUSTRIALES SL | RS AMIDATA SAU | 204.08 | 6.6 | 210.68 | 3.8727 |  | 790.35 | 25.5601 | 815.9101
SPEC-1009 | PES-D18NO30D-P [Bahía M18 photo sensor] | RAW | Others |  | FARNELL | 165 | 0 | 165 | 4.92 |  | 811.8 | 0 | 811.8
SPEC-646 | SRF Radiador tripe Alphacool (spec-646) | RAW | Others |  | AQUATUNING (SU-LML) | 18 | 13 | 31 | 26.17 |  | 471.06 | 340.21 | 811.27
SPEC-193 | Replacement cover for TUK- SACKS3PM | RAW | Frontal and Handpiece casing |  | DONGGUAN ZHUOHANG LTD | 88 | 8 | 96 | 8.2992 |  | 730.33 | 66.3936 | 796.7236
SPEC-566 | Interlock protector | RAW | Others |  | DONGGUAN ZHUOHANG LTD | 224 | 1 | 225 | 3.54 |  | 792.96 | 3.54 | 796.5
SPEC-9 | b Touchscreen support | RAW | Computer |  | LASER GALICIA S.L. | 74 | 60 | 134 | 5.9 |  | 436.6 | 354 | 790.6
SPEC-1011 | 00770444 [Caster wheel, 5947UAP100P30-11 9002/3000/7015 2.0, white] | RAW | Wheels |  | TENTE RUEDAS SA | 50 | 0 | 50 | 15.78 |  | 789 | 0 | 789
SPEC-441 | Fitting M5 4mm 90 - 3169 04 19 | RAW | Mechanized components | COMERCIAL BECANI SL | COMERCIAL BECANI S.L. | 21 | 120 | 141 | 5.5476 |  | 116.5 | 665.7143 | 782.2143
SPEC-1100 | PTS-1199 [DS AC CHILLER COVER FRONT] | RAW | Refrigerator |  | LASER GALICIA S.L. | 7 | 6 | 13 | 59.57 |  | 416.99 | 357.42 | 774.41
SPEC-99DF | ASM-0278 [Touchscreen Advantech - IDK-1115R-50XGA1] DEFECTUOSO | DEFECTIVE | Computer |  | #N/A | 4 | 0 | 4 | 0 |  | 748.44 | 0 | 748.44
SPEC-1118 | PTS-1182 [SFR Generator heatsink mount] | RAW | Others |  | DONGGUAN ZHUOHANG LTD | 22 | 13 | 35 | 21.3659 |  | 470.05 | 277.7568 | 747.8068
SPEC-382 | Quad insulator | RAW | Others |  | SCULPTEO | 342 | 24 | 366 | 2.04 |  | 697.68 | 48.96 | 746.64
SPEC-221 | Console label cover | RAW | Frontal and Handpiece casing |  | TRANSGLASS | 187 | 13 | 200 | 3.73 |  | 697.51 | 48.49 | 746
SPEC-281 | PAT patient blinds | RAW | Others | LASER LINCE | LASER LINCE | 49 | 11 | 60 | 12.3 |  | 602.7 | 135.3 | 738
SPEC-1088 | PTS-1031 [DS MAIN MOUNT] | RAW | Others |  | LASER GALICIA S.L. | 22 | 4 | 26 | 28.08 |  | 617.76 | 112.32 | 730.08
SPEC-792 | 3M Heat Shrink Tubing, 1.5/0.5mm BK , -55<>135°C (rollo de 12m) | RAW | Electronic components | RS AMIDATA SAU | ALSABE EFECTOS NAVALES E INDUSTRIALES SL | 60 | 0 | 60 | 12.1477 |  | 728.86 | 0 | 728.86
SPEC-1125 | PTS-0258 [SRF FC Body] | RAW | Others |  | SCULPTEO | 33 | 12 | 45 | 16.1539 |  | 533.08 | 193.8473 | 726.9273
SPEC-1097 | PTS-1279 [DS-B INSULATOR] | RAW | Others |  | DONGGUAN ZHUOHANG LTD | 3 | 4 | 7 | 102.9267 |  | 308.78 | 411.7067 | 720.4867
SPEC-108 | Connector x4 Hinged Frame - 09 14 016 0303 | RAW | Electronic components | FARNELL | FARNELL | 12 | 21 | 33 | 21.7617 |  | 261.14 | 456.995 | 718.135
SPEC-535 | Advantech - SSD 32Gb - Spare part | RAW | Computer | ADVANTECH EUROPE B.V. | INSYTE | 15 | 0 | 15 | 47.13 |  | 706.95 | 0 | 706.95
SPEC-130 | Rivet nut, M4 x 0.70, 18-8 SS | RAW | Mechanized components | ALSABE EFECTOS NAVALES E INDUSTRIALES SL | ALSABE EFECTOS NAVALES E INDUSTRIALES SL | 2094 | 606 | 2700 | 0.26 |  | 544.44 | 157.56 | 702
SPEC-456 | Han Modular x2 40A - HARTING 09 14 002 2701 | RAW | Electronic components | FARNELL | RS AMIDATA SAU | 24 | 9 | 33 | 21.1371 |  | 507.29 | 190.2337 | 697.5238
SPEC-1126 | PTS-0267 [SRF FC Wedge] | RAW | Others |  | DONGGUAN ZHUOHANG LTD | 22 | 12 | 34 | 20.48 |  | 450.56 | 245.76 | 696.32
SPEC-250 | Caliport (Calibay MHR) | RAW | Others |  | DONGGUAN ZHUOHANG LTD | 10 | 18 | 28 | 24.74 |  | 247.4 | 445.32 | 692.72
SPEC-1164 | MHR HAIR REMOVAL PROTOCOL (SPANISH) | RAW | Others |  | TUKAN SOMOS IMPRESORES SLL | 97 | 0 | 97 | 7.103 |  | 688.99 | 0 | 688.99
SPEC-361 | Molex 15131-0401, Pico-Lock-to-Pico-Lock Off-the -Shelf Cable Assembly,Female-Female, Single Row, 100mm Long, 4 circuits | RAW | Electronic components | FARNELL | FARNELL | 200 | 0 | 200 | 3.4 |  | 680 | 0 | 680
UM-1 | Leaseir MHR Laser System 110 and 230 User Manual (v6_en_Jun 12 2023_English) | RAW | Others |  | TUKAN SOMOS IMPRESORES SLL | 305 | 0 | 305 | 2.2073 |  | 673.24 | 0 | 673.24
SPEC-374 | CA EMBEDDED 12VDC + UART | RAW | Others |  | BMA TECHNOLOGIES LTD | 55 | 29 | 84 | 7.998 |  | 439.89 | 231.942 | 671.832
SPEC-682 | Conector RJ45 Cat5e hembra Amphenol Industrial serie LTW, de 8/8 vías (RS 7980701) | RAW | Electronic components | RS AMIDATA SAU | RS AMIDATA SAU | 70 | 17 | 87 | 7.675 |  | 537.25 | 130.475 | 667.725
SPEC-807 | Translucent silicone Flat Seal, OD 46,1mm , ID 32,20 mm | RAW | Others |  | LEASEIR MEDICAL LIGHT | 651 | 56 | 707 | 0.93 |  | 605.43 | 52.08 | 657.51
SPEC-229 | MHR-b Caliport diffuser | RAW | Others |  | TRANSGLASS | 209 | 160 | 369 | 1.7511 |  | 365.99 | 280.1837 | 646.1737
SPEC-648 | Legris 90 deg 1/4_6mm 31990613 | RAW | Mechanized components | COMERCIAL BECANI SL | COMERCIAL BECANI S.L. | 141 | 65 | 206 | 3.097 |  | 436.67 | 201.3018 | 637.9718
SPEC-768 | INSULATION FOAM TAPE 50mmx3mmx15m (meter a stock por mts) | RAW | Others | ALSABE EFECTOS NAVALES E INDUSTRIALES SL | ALSABE EFECTOS NAVALES E INDUSTRIALES SL | 399.2 | 129.8 | 529 | 1.2001 |  | 479.07 | 155.7698 | 634.8398
SPEC-3 | LNR Capacitor Enclosure | RAW | Condensator |  | LASER GALICIA S.L. | 86 | 51 | 137 | 4.58 |  | 393.88 | 233.58 | 627.46
SPEC-248 | Power-supply Enclosure | RAW | Box |  | LASER GALICIA S.L. | 18 | 18 | 36 | 17.31 |  | 311.58 | 311.58 | 623.16
SPEC-494 | Blue tube, OD.4mm, ID.2,5mm, 25mts - 1025U0404 | RAW | Mechanized components | COMERCIAL BECANI SL | COMERCIAL BECANI S.L. | 463.1 | 700.3 | 1163.4 | 0.53401 |  | 247.3 | 373.9672 | 621.2672
SPEC-291DF | PTS-0566 [Harting Hinged 4mod frame - 09 14 016 0313] DEFECTUOSO | DEFECTIVE | Harting connectors |  | #N/A | 100 | 0 | 100 | 0 |  | 614 | 0 | 614
SPEC-793 | Hanger base cover | RAW | Frontal and Handpiece casing |  | SCULPTEO | 443 | 29 | 472 | 1.2807 |  | 567.37 | 37.1416 | 604.5116
SPEC-986 | AHR Base | RAW | Others |  | LASER GALICIA S.L. | 9 | 0 | 9 | 66.93 |  | 602.37 | 0 | 602.37
SPEC-636 | SRF Base 910 Painted, RAL 9010 | RAW | Painting |  | LASER GALICIA S.L. | 4 | 13 | 17 | 35.09 |  | 140.36 | 456.17 | 596.53
SPEC-213 | Fuse 16A 250VAC - 0034.3129 | RAW | Electronic components | FARNELL | FARNELL | 971 | 6 | 977 | 0.61 |  | 592.31 | 3.66 | 595.97
SPEC-480230 | MHR 230 Wirings | RAW | Others |  | #N/A | 3 | 0 | 3 | 0 |  | 591.32 | 0 | 591.32
SPEC-1429 | PTS-2270 [Umbilical guide] | RAW | Wires |  | XOMETRY | 16 | 0 | 16 | 36.63 |  | 586.08 | 0 | 586.08
SPEC-406 | Blue tube OD.8mm, ID.5.5mm, 25mts - 1025U08 04 | RAW | Mechanized components | COMERCIAL BECANI SL | COMERCIAL BECANI S.L. | 376.115 | 40.345 | 416.46 | 1.404 |  | 528.07 | 56.6449 | 584.7149
SPEC-653 | Legris 3181_06_19 Fitting Round Body M5-6mm | RAW | Mechanized components | COMERCIAL BECANI SL | COMERCIAL BECANI S.L. | 103 | 226 | 329 | 1.764 |  | 181.69 | 398.6596 | 580.3496
SPEC-1253 | 1712591 [M4 Anti Vibration Mount, Male to Female Bobbin, 5.5kg Compression Load] | RAW | Others |  | RS AMIDATA SAU | 110 | 104 | 214 | 2.651 |  | 291.61 | 275.704 | 567.314
SPEC-265 | Screen support fixture | RAW | Others |  | DONGGUAN ZHUOHANG LTD | 40 | 2 | 42 | 13.45 |  | 538 | 26.9 | 564.9
SPEC-1170 | MHR QUICK START GUIDE WITH PEDAL (SPANISH) | RAW | Others |  | TUKAN SOMOS IMPRESORES SLL | 122 | 0 | 122 | 4.61 |  | 562.42 | 0 | 562.42
SPEC-988 | AHR BACK V1 (Back cover) | RAW | Frontal and Handpiece casing |  | LASER GALICIA S.L. | 11 | 0 | 11 | 51.02 |  | 561.22 | 0 | 561.22
SPEC-1173 | LSR0952X0026 [MANHATTAN PCB MODULE] | RAW | Motherboard and wires |  | ELECTRONICA Y COMUNICACIONES NOROESTE S.L. | 27 | 0 | 27 | 20.5 |  | 553.5 | 0 | 553.5
SPEC-1019 | 831-3202 [AHR MALE TERM BLOCK PLUG 2POS 7.62MM] | RAW | Others |  | RS AMIDATA SAU | 148 | 0 | 148 | 3.7259 |  | 551.44 | 0 | 551.44
SPEC-119 | Fitting straight M5 to 6mm - 3181 04 19 | RAW | Mechanized components | COMERCIAL BECANI SL | COMERCIAL BECANI S.L. | 123 | 26 | 149 | 3.674 |  | 451.9 | 95.5236 | 547.4236
SPEC-1450 | 74271222 [Split Ferrite Core, 12.5 mm, 265 ohms] | RAW | Others |  | RS AMIDATA SAU | 112 | 0 | 112 | 4.871 |  | 545.55 | 0 | 545.55
SPEC-1300 | PTS-2252 [SRF BS Spring holder] | RAW | Others |  | DONGGUAN ZHUOHANG LTD | 32 | 28 | 60 | 8.9759 |  | 287.23 | 251.3262 | 538.5563
SPEC-1161 | LSR0952X0009 [PCBA Cap Charger LML] | RAW | Motherboard and wires |  | ELECTRONICA Y COMUNICACIONES NOROESTE S.L. | 3 | 0 | 3 | 179.25 |  | 537.75 | 0 | 537.75
SPEC-1039 | 2L31002 [Metalworks - 2L31002 - Push in fitting RL31 Ø 4 1/8] | RAW | Others |  | COMERCIAL BECANI S.L. | 155 | 117 | 272 | 1.96 |  | 303.8 | 229.32 | 533.12
SPEC-720 | Renata CR-1220-MFR 3V/40mAh Lithium Battery | RAW | Electronic components | FARNELL | FARNELL | 281 | 160 | 441 | 1.1902 |  | 334.45 | 190.4342 | 524.8842
SPEC-781 | 12AWG TS Wire, OD:4.6mm, Color:Red | RAW | Electronic components | RS AMIDATA SAU | LUX GIJON | 532.7 | 357.6 | 890.3 | 0.58729 |  | 312.85 | 210.0153 | 522.8653
SPEC-1272 | 1817 00 10 [Cylindrical BSP female thread bushing G1/8, 19 mm] | RAW | Others |  | RS AMIDATA SAU | 20 | 13 | 33 | 15.759 |  | 315.18 | 204.867 | 520.047
SPEC-418 | Clear tube, OD.4mm, ID.2,5mm, 25mts - 1025U04R08 | RAW | Mechanized components | COMERCIAL BECANI SL | COMERCIAL BECANI S.L. | 207.95 | 558.74 | 766.69 | 0.67401 |  | 140.16 | 376.5953 | 516.7553
SPEC-1156 | 3D LEASEIR RESIN LOGO STICKER | RAW | Others |  | TUKAN SOMOS IMPRESORES SLL | 233 | 0 | 233 | 2.215 |  | 516.1 | 0 | 516.1
SPEC-1335 | 1A-004-14 [Lt. Gray Vacuum Drain Tubing 7/16" PVC] | RAW | Others |  | FREELIN-WADE A COILHOSE CO. | 168.25 | 70 | 238.25 | 2.165 |  | 364.26 | 151.5495 | 515.8095
SPEC-1077 | PTS-1192 [DS AC CHILLER COVER BASE] | RAW | Refrigerator |  | LASER GALICIA S.L. | 17 | 6 | 23 | 22.33 |  | 379.61 | 133.98 | 513.59
SPEC-1018 | 831-3102 [AHR FEMALE TERM BLOCK PLUG 2POS 7.62MM] | RAW | Others |  | RS AMIDATA SAU | 140 | 0 | 140 | 3.65 |  | 511 | 0 | 511
SPEC-1067 | 3106 04 08 [Fitting Union 4-8 mm] | RAW | Others |  | COMERCIAL BECANI S.L. | 130 | 13 | 143 | 3.57 |  | 464.1 | 46.41 | 510.51
SPEC-949 | Carton box - 30x24x5cm | RAW | Box |  | RAJAPACK SA | 430 | 0 | 430 | 1.1802 |  | 507.5 | 0 | 507.5
SPEC-525 | Anti-tip label - TIP-N-TELL | RAW | Others | EMBALAJES CANTABRIA, SL | EMBALAJES CANTABRIA, S.L. | 261 | 28 | 289 | 1.754 |  | 457.79 | 49.1116 | 506.9016
SPEC-181 | Fitting EQUAL CROSS 6mm - 3107 06 00 | RAW | Mechanized components | COMERCIAL BECANI SL | COMERCIAL BECANI S.L. | 26 | 47 | 73 | 6.93 |  | 180.18 | 325.71 | 505.89
SPEC-210 | Leaseir Logo Front Sticker | RAW | Others |  | KAOS PUBLICIDAD | 127 | 60 | 187 | 2.7 |  | 342.9 | 162 | 504.9
SPEC-70 | CPU Heatsink | RAW | Others |  | DONGGUAN ZHUOHANG LTD | 175 | 64 | 239 | 2.1021 |  | 367.87 | 134.5353 | 502.4053
SPEC-623 | Flat Tip Screw, ISO 4026, M3 x0.5 mm Thread , 6 mm Long, SS | RAW | Mechanized components | ALSABE EFECTOS NAVALES E INDUSTRIALES SL | ALSABE EFECTOS NAVALES E INDUSTRIALES SL | 4069 | 168 | 4237 | 0.1184 |  | 481.76 | 19.8908 | 501.6508
SPEC-1073 | [DS DEEP SCREW-ON FLUSH HANDLE, BLACK] | RAW | Mechanized components |  | ESSENTRA COMPONENTS S.L.U. | 36 | 12 | 48 | 10.3078 |  | 371.08 | 123.6933 | 494.7733
SPEC-245DF | PTS-0071.003 [Caliport Support] DEFECTUOSO | DEFECTIVE | Others |  | #N/A | 128 | 0 | 128 | 0 |  | 494.08 | 0 | 494.08
SPEC-1139 | MHR BLENDED HAIR REMOVAL PROTOCOL | RAW | Others |  | TUKAN SOMOS IMPRESORES SLL | 84 | 0 | 84 | 5.857 |  | 491.99 | 0 | 491.99
SPEC-1143 | DS HIGH POWER DIODE LASER BROCHURE (SPANISH) | RAW | Diode |  | FOTOMECANICA PRINCIPADO (SU-LML) | 261 | 0 | 261 | 1.85 |  | 482.85 | 0 | 482.85
SPEC-1063 | 09 14 000 6353 [Connector Contact, Pneumatic, Out Dia 3mm, Pin, Crimp, Brass] | RAW | Others |  | RS AMIDATA SAU | 28 | 0 | 28 | 17.23 |  | 482.44 | 0 | 482.44
SPEC-892 | Transparent polymer SINTEX MS | RAW | Others | ALSABE EFECTOS NAVALES E INDUSTRIALES SL | ALSABE EFECTOS NAVALES E INDUSTRIALES SL | 40 | 0 | 40 | 12 |  | 480 | 0 | 480
SPEC-1212 | PTS-0628 [DS QUICK CON COVER] | RAW | Frontal and Handpiece casing |  | LASER GALICIA S.L. | 25 | 4 | 29 | 16.44 |  | 411 | 65.76 | 476.76
SPEC-1026 | 231-310/026-000 [FEMALE TERM BLOCK PLUG 10POS 5.08MM] | RAW | Others |  | FARNELL | 43 | 21 | 64 | 7.4402 |  | 319.93 | 156.2449 | 476.1749
SPEC-1250 | QUICK GUIDE AHR | RAW | Others |  | TUKAN SOMOS IMPRESORES SLL | 88 | 0 | 88 | 5.38 |  | 473.44 | 0 | 473.44
SPEC-1045 | Front Cover Blind | RAW | Frontal and Handpiece casing |  | DONGGUAN ZHUOHANG LTD | 64 | 13 | 77 | 6.122 |  | 391.81 | 79.5864 | 471.3964
SPEC-593 | Touchscreen gasket | RAW | Electronic components | RS AMIDATA SAU | RS AMIDATA SAU | 28.44 | 66.14 | 94.58 | 4.9733 |  | 141.44 | 328.9325 | 470.3725
SPEC-135 | Socket head cap screw, ISO 4762 M10 x 1.5 mm Thread 100 mm Long | RAW | Mechanized components | ALSABE EFECTOS NAVALES E INDUSTRIALES SL | ALSABE EFECTOS NAVALES E INDUSTRIALES SL | 380 | 246 | 626 | 0.75 |  | 285 | 184.5 | 469.5
SPEC-303 | IEC C19 Power Cord - Europa | RAW | Others |  | ARROW IBERIA ELECTRONICA SLU | 33 | 10 | 43 | 10.8812 |  | 359.08 | 108.8121 | 467.8921
SPEC-334 | ANTIFREEZE CC-30 [COOLANT-ANTIFREEZE CC 30%] | RAW | Others | ALSABE EFECTOS NAVALES E INDUSTRIALES SL | ALSABE EFECTOS NAVALES E INDUSTRIALES SL | 271.75 | 116.75 | 388.5 | 1.19 |  | 323.38 | 138.9314 | 462.3114
SPEC-591 | Bolt Protection Cap, M8, Distance Across Flats 12.8 mm, LDPE | RAW | Mechanized components | ESSENTRA Components S.L.U. | ESSENTRA COMPONENTS S.L.U. | 1512 | 66 | 1578 | 0.29105 |  | 440.07 | 19.2094 | 459.2794
SPEC-1116 | PTS-1162 [SRF BS Tip Back] | RAW | Others |  | DONGGUAN ZHUOHANG LTD | 32 | 0 | 32 | 14.145 |  | 452.64 | 0 | 452.64
SPEC-300 | RTAP ZH CPR 8x0.2 - 24AWG*8c in sleeve (Ascable-Recael) | RAW | Wires | ASCABLE - RECAEL | LUX GIJON | 635.3 | 440.15 | 1075.45 | 0.41396 |  | 262.99 | 182.2053 | 445.1953
SPEC-36DF | PTS-1646.002 [b- HP connector enclosure x4] DEFECTUOSO | DEFECTIVE | Box |  | #N/A | 19 | 0 | 19 | 0 |  | 444.45 | 0 | 444.45
SPEC-1409 | Leaseir AHR Hair Removal | RAW | Others |  | TUKAN SOMOS IMPRESORES SLL | 82 | 0 | 82 | 5.38 |  | 441.16 | 0 | 441.16
SPEC-254 | Fitting Bulkhead 6-6 - 3116 06 00 | RAW | Mechanized components | COMERCIAL BECANI SL | COMERCIAL BECANI S.L. | 43 | 62 | 105 | 4.2 |  | 180.6 | 260.4 | 441
SPEC-1260 | 913-1049 [Jack Connector 6.35 mm Panel Mount Stereo Socket, 3Pole 5A] | RAW | Others |  | RS AMIDATA SAU | 33 | 4 | 37 | 11.88 |  | 392.04 | 47.52 | 439.56
SPEC-474AMZ | PCB 12V Thermostat Amazon | RAW | Motherboard and wires |  | #N/A | 49 | 0 | 49 | 0 |  | 436.59 | 0 | 436.59
SPEC-597 | Black tube, OD.4mm, ID.2.5mm, 25mts - 1025U04R01 | RAW | Mechanized components | COMERCIAL BECANI SL | COMERCIAL BECANI S.L. | 260.8 | 347.8 | 608.6 | 0.713 |  | 185.95 | 247.9809 | 433.9309
SPEC-568 | Cable Tie Mount | RAW | Wires |  | ESSENTRA COMPONENTS S.L.U. | 1389 | 29 | 1418 | 0.303 |  | 420.87 | 8.7871 | 429.6571
SPEC-1152 | AHR 230 BACK COVER LABEL | RAW | Frontal and Handpiece casing |  | TUKAN SOMOS IMPRESORES SLL | 405 | 0 | 405 | 1.047 |  | 424.04 | 0 | 424.04
SPEC-926 | Threaded Insert, Brass, M3 | RAW | Electronic components | RS AMIDATA SAU | RS AMIDATA SAU | 1249 | 276 | 1525 | 0.27625 |  | 345.04 | 76.2458 | 421.2858
SPEC-139 | Suction Al tube | RAW | Others | ALSABE EFECTOS NAVALES E INDUSTRIALES SL | ALSABE EFECTOS NAVALES E INDUSTRIALES SL | 95.31 | 55 | 150.31 | 2.8 |  | 266.87 | 154.0012 | 420.8712
SPEC-1031 | 74271132 [Openable Ferrite Sleeve, 36.3 x 24.2 x 19.7mm] | RAW | Others |  | RS AMIDATA SAU | 89 | 0 | 89 | 4.7251 |  | 420.53 | 0 | 420.53
SPEC-1078 | PTS-1200 [DS AC CHILLER COVER BACK] | RAW | Refrigerator |  | LASER GALICIA S.L. | 8 | 6 | 14 | 29.87 |  | 238.96 | 179.22 | 418.18
SPEC-841DF | Dual-b, capillary welded | DEFECTIVE | Others |  | #N/A | 4 | 0 | 4 | 0 |  | 416 | 0 | 416
SPEC-392 | CA VALVES AND PUMP CONTROL RELAY | RAW | Water pump |  | BMA TECHNOLOGIES LTD | 57 | 29 | 86 | 4.816 |  | 274.51 | 139.663 | 414.173
SPEC-774 | CRC Dust Free 360 cleaner,250mL | RAW | Electronic components | RS AMIDATA SAU | RS AMIDATA SAU | 16 | 0 | 16 | 25.8319 |  | 413.31 | 0 | 413.31
SPEC-1297 | PTS-2257 [SRF FS Spring holder] | RAW | Others |  | DONGGUAN ZHUOHANG LTD | 41 | 28 | 69 | 5.9622 |  | 244.45 | 166.9415 | 411.3915
SPEC-1299 | PTS-1937 [FS Applier copper] | RAW | Others |  | DONGGUAN ZHUOHANG LTD | 24 | 0 | 24 | 17.1025 |  | 410.46 | 0 | 410.46
SPEC-94 | Coolant filter - RTF2004 | RAW | Refrigerator | UNIVATEQ | ALSABE EFECTOS NAVALES E INDUSTRIALES SL | 38 | 53 | 91 | 4.5 |  | 171 | 238.5 | 409.5
SPEC-527 | Holt melt adhesive white | RAW | Others | ALSABE EFECTOS NAVALES E INDUSTRIALES SL | ALSABE EFECTOS NAVALES E INDUSTRIALES SL | 720 | 0 | 720 | 0.56444 |  | 406.4 | 0 | 406.4
SPEC-1140 | MHR BLENDED HAIR REMOVAL BROCHURE (ENGLISH) | RAW | Others |  | FOTOMECANICA PRINCIPADO (SU-LML) | 203 | 0 | 203 | 2 |  | 406 | 0 | 406
SPEC-1117 | PTS-1161 [SRF BS RF Mount] | RAW | Others |  | DONGGUAN ZHUOHANG LTD | 9 | 14 | 23 | 17.6389 |  | 158.75 | 246.9444 | 405.6944
SPEC-1415 | Caliport Go Ring | RAW | Others |  | DONGGUAN ZHUOHANG LTD | 45 | 4 | 49 | 8.2216 |  | 369.97 | 32.8862 | 402.8562
SPEC-1324 | 970-015-030R121 [Zinc D Sub Backshell, 15 Way] | RAW | Others |  | RS AMIDATA SAU | 61 | 0 | 61 | 6.6 |  | 402.6 | 0 | 402.6
SPEC-815 | Kontakt Chemie PCB cleaner, 400 mL | RAW | Electronic components | RS AMIDATA SAU | RS AMIDATA SAU | 21 | 0 | 21 | 19.17 |  | 402.57 | 0 | 402.57
SPEC-715 | RJ 45 Panel Mount Connector , female-female, Cat6 | RAW | Electronic components | FARNELL | FARNELL | 57 | 25 | 82 | 4.9 |  | 279.3 | 122.5 | 401.8
SPEC-1032 | 7427151 [Openable Ferrite Sleeve with key, 40 x 20 x 30mm] | RAW | Others |  | RS AMIDATA SAU | 89 | 0 | 89 | 4.504 |  | 400.86 | 0 | 400.86
SPEC-1203 | PTS-0936 [DS-b back Cover] | RAW | Frontal and Handpiece casing |  | TECN Y PROY DE INGENIERÍA SL | 4 | 4 | 8 | 50 |  | 200 | 200 | 400
SPEC-584 | Hex Socket Countersunk Head Screw, ISO 10642, M6 x 1 mm Thread, 40 mm Long, SS | RAW | Mechanized components | ALSABE EFECTOS NAVALES E INDUSTRIALES SL | ALSABE EFECTOS NAVALES E INDUSTRIALES SL | 2429 | 220 | 2649 | 0.15 |  | 364.35 | 33 | 397.35
SPEC-587 | Semiconductor thermal grease | RAW | Electronic components | RS AMIDATA SAU | RS AMIDATA SAU | 25 | 0 | 25 | 15.844 |  | 396.1 | 0 | 396.1
SPEC-368 | Multimec 1PS-06 | RAW | Electronic components | FARNELL | FARNELL | 470 | 355 | 825 | 0.47717 |  | 224.27 | 169.3954 | 393.6654
SPEC-560 | Slotted Countersunk Head Screws, M3, Thread 10mm long, Nylon | RAW | Mechanized components | ESSENTRA Components S.L.U. | RS AMIDATA SAU | 1055 | 376 | 1431 | 0.27095 |  | 285.85 | 101.8764 | 387.7264
SPEC-384 | CA PHOTODIODES | RAW | Others |  | BMA TECHNOLOGIES LTD | 97 | 29 | 126 | 3.01 |  | 291.97 | 87.29 | 379.26
SPEC-788 | USB 2.0 Cable | RAW | Electronic components | RS AMIDATA SAU | RS AMIDATA SAU | 115 | 38 | 153 | 2.4786 |  | 285.04 | 94.1871 | 379.2271
SPEC-1137 | PTS-1222 [SRF Gen Plate] | RAW | Others |  | LASER GALICIA S.L. | 19 | 13 | 32 | 11.56 |  | 219.64 | 150.28 | 369.92
SPEC-1285 | PTS-2309 [SRF Gen Box Top] | RAW | Box |  | LASER GALICIA S.L. | 23 | 13 | 36 | 10.2648 |  | 236.09 | 133.4422 | 369.5322
SPEC-574 | O ring 30x1mm, black, NBR | RAW | Electronic components | RS AMIDATA SAU | RS AMIDATA SAU | 382 | 7 | 389 | 0.93699 |  | 357.93 | 6.5589 | 364.4889
SPEC-599 | SUPER GLUE BRUSH ON, 5G | RAW | Electronic components | FARNELL | ALSABE EFECTOS NAVALES E INDUSTRIALES SL | 29 | 0 | 29 | 12.5 |  | 362.5 | 0 | 362.5
SPEC-1355 | 746600330R [PCB Terminal, BUSH, SMD Open, Brass, 4.5 mm, Tin, REDCUBE WP-THRBU] | RAW | Motherboard and wires |  | RS AMIDATA SAU | 140 | 56 | 196 | 1.8469 |  | 258.56 | 103.424 | 361.984
SPEC-1069 | PTS-1209 [DS AC CHILLER X BASE 1] | RAW | Refrigerator |  | LASER GALICIA S.L. | 5 | 6 | 11 | 32.62 |  | 163.1 | 195.72 | 358.82
SPEC-1070 | PTS-1204 [DS AC CHILLER X BASE 2] | RAW | Refrigerator |  | LASER GALICIA S.L. | 5 | 6 | 11 | 32.57 |  | 162.85 | 195.42 | 358.27
SPEC-1284 | PTS-2249 [SRF Gen Mount] | RAW | Others |  | LASER GALICIA S.L. | 27 | 26 | 53 | 6.73 |  | 181.71 | 174.98 | 356.69
SPEC-1512 | Lanyard Quad Blend | RAW | Others | Publiasturias Procesos de Impresion S.L. (Graphic Shop) | Publiasturias Procesos de Impresión (Graphic Shop) | 500 | 2 | 502 | 0.7 |  | 350 | 1.4 | 351.4
SPEC-1514 | Lanyard Dual Blend | RAW | Others | Publiasturias Procesos de Impresion S.L. (Graphic Shop) | Publiasturias Procesos de Impresión (Graphic Shop) | 500 | 1 | 501 | 0.7 |  | 350 | 0.7 | 350.7
SPEC-1516 | Lanyard Single | RAW | Others | Publiasturias Procesos de Impresion S.L. (Graphic Shop) | Publiasturias Procesos de Impresión (Graphic Shop) | 498 | 2 | 500 | 0.7 |  | 348.6 | 1.4 | 350
SPEC-1052 | PTS-0248 [Umbilical HP FIT BS] | RAW | Wires |  | DONGGUAN ZHUOHANG LTD | 35 | 0 | 35 | 9.9874 |  | 349.56 | 0 | 349.56
SPEC-1515 | Lanyard Dual 810 | RAW | Others |  | Publiasturias Procesos de Impresión (Graphic Shop) | 473 | 26 | 499 | 0.7 |  | 331.1 | 18.2 | 349.3
SPEC-1144 | MHR HIGH POWER DIODE LASER BROCHURE (SPANISH) | RAW | Diode |  | FOTOMECANICA PRINCIPADO (SU-LML) | 174 | 0 | 174 | 2 |  | 348 | 0 | 348
SPEC-817 | 3M Heat Shrink Tubing, 3/1mm BK , -55<>135°C (rollo de 10m) | RAW | Others |  | ALSABE EFECTOS NAVALES E INDUSTRIALES SL | 131.54 | 0 | 131.54 | 2.6454 |  | 347.97 | 0 | 347.97
SPEC-1320 | 1100U08R08 [Legris clear tube OD 8mm] | RAW | Others |  | COMERCIAL BECANI S.L. | 214.25 | 14.95 | 229.2 | 1.512 |  | 323.95 | 22.6047 | 346.5547
SPEC-780 | 12AWG TS Wire, OD:4.6mm, Color:Blue | RAW | Electronic components | RS AMIDATA SAU | LUX GIJON | 230.45 | 357.6 | 588.05 | 0.58928 |  | 135.8 | 210.7272 | 346.5272
SPEC-134 | Socket head cap screw, ISO 4762 M8 x 1.25 mm Thread, 16 mm Long | RAW | Mechanized components | ALSABE EFECTOS NAVALES E INDUSTRIALES SL | ALSABE EFECTOS NAVALES E INDUSTRIALES SL | 4007 | 320 | 4327 | 0.08 |  | 320.56 | 25.6 | 346.16
SPEC-1082 | DS DATA LABEL | RAW | Others |  | TUKAN SOMOS IMPRESORES SLL | 258 | 4 | 262 | 1.316 |  | 339.53 | 5.264 | 344.794
SPEC-1095 | PTS-1217 [DS-B PUMP MOUNT] | RAW | Water pump |  | LASER GALICIA S.L. | 22 | 4 | 26 | 13.19 |  | 290.18 | 52.76 | 342.94
SPEC-1513 | Lanyard Quad 810 | RAW | Others |  | Publiasturias Procesos de Impresión (Graphic Shop) | 472 | 16 | 488 | 0.7 |  | 330.4 | 11.2 | 341.6
SPEC-1058 | 005.13.051 [M-F Spacer, M3x5x11, steel] | RAW | Others |  | ALSABE EFECTOS NAVALES E INDUSTRIALES SL | 800 | 0 | 800 | 0.42 |  | 336 | 0 | 336
SPEC-3035MDF | IEC C19 Power Cord - Europa - 5 meters DEFECTUOSO | DEFECTIVE | Others |  | #N/A | 14 | 0 | 14 | 0 |  | 334.18 | 0 | 334.18
SPEC-376 | CA MOSFET SOURCE | RAW | Others |  | BMA TECHNOLOGIES LTD | 191 | 0 | 191 | 1.7484 |  | 333.95 | 0 | 333.95
SPEC-1181 | MHR BLEND HIGH POWER DIODE LASER BROCHURE (SPANISH) | RAW | Diode |  | FOTOMECANICA PRINCIPADO (SU-LML) | 179 | 0 | 179 | 1.85 |  | 331.15 | 0 | 331.15
SPEC-1112 | RT314012 [Relay, Power PCB Relay RT1 Series, Power, Non Latching, SPDT] | RAW | Motherboard and wires |  | FARNELL | 88 | 0 | 88 | 3.71 |  | 326.48 | 0 | 326.48
SPEC-948 | Carton box - 24x18x5cm | RAW | Box |  | RAJAPACK SA | 415 | 0 | 415 | 0.78407 |  | 325.39 | 0 | 325.39
SPEC-182 | Fitting Union 8-6mm - 3182 08 00 | RAW | Mechanized components | COMERCIAL BECANI SL | COMERCIAL BECANI S.L. | 63 | 54 | 117 | 2.76 |  | 173.88 | 149.04 | 322.92
SPEC-464OER | ASM Dual Tip | DEFECTIVE | Others |  | #N/A | 3 | 0 | 3 | 0 |  | 319.8 | 0 | 319.8
SPEC-422 | M3 nut cover | RAW | Frontal and Handpiece casing |  | DONGGUAN ZHUOHANG LTD | 139 | 4 | 143 | 2.2314 |  | 310.17 | 8.9258 | 319.0958
SPEC-884 | M3x30 Cheese Slotted Nylon M/Screw | RAW | Electronic components | FARNELL | RS AMIDATA SAU | 1014 | 54 | 1068 | 0.29808 |  | 302.25 | 16.0962 | 318.3462
SPEC-852 | Welding strip 60% Sn 40% Pb, 1mm 250g | RAW | Electronic components | RS AMIDATA SAU | RS AMIDATA SAU | 13 | 0 | 13 | 24.2462 |  | 315.2 | 0 | 315.2
SPEC-1167 | TT0127.NG.C [Heat Shrink Tube, OD: 12.7mm, Color:Black] | RAW | Others |  | ALSABE EFECTOS NAVALES E INDUSTRIALES SL | 88 | 0 | 88 | 3.5669 |  | 313.89 | 0 | 313.89
SPEC-999 | S286A-2 [AHR Keyswitch] | RAW | Others |  | FARNELL | 45 | 4 | 49 | 6.4 |  | 288 | 25.6 | 313.6
SPEC-1287 | PTS-0242 [SRF Hanger Port R] | RAW | Others |  | NIRES (Ad3dtech S.L.) | 39 | 13 | 52 | 6.0259 |  | 235.01 | 78.3367 | 313.3467
SPEC-845 | MHR Back foam | RAW | Others | ESPUMAENCASA Lastras, S.L. | ESPUMAENCASA LASTRAS, S.L. | 114 | 10 | 124 | 2.5265 |  | 288.02 | 25.2649 | 313.2849
SPEC-1023 | MSP-100-24 [AC/DC CONVERTER 24V 108W] | RAW | Others |  | RS AMIDATA SAU | 9 | 0 | 9 | 34.8 |  | 313.2 | 0 | 313.2
SPEC-996 | RTF2016 [AHR coolant filter] | RAW | Others |  | ALSABE EFECTOS NAVALES E INDUSTRIALES SL | 157 | 0 | 157 | 1.99 |  | 312.43 | 0 | 312.43
SPEC-798DF | PTS-2143.001 [Cap 4 tubes-b] DEFECTUOSO | DEFECTIVE | Others |  | #N/A | 110 | 0 | 110 | 0 |  | 312.29 | 0 | 312.29
SPEC-1141 | DS HIGH POWER DIODE LASER BROCHURE (ENGLISH) | RAW | Diode |  | FOTOMECANICA PRINCIPADO (SU-LML) | 156 | 0 | 156 | 2 |  | 312 | 0 | 312
SPEC-775 | EPDM adhesive sheet 12x12x3mm | RAW | Others | ALSABE EFECTOS NAVALES E INDUSTRIALES SL | ALSABE EFECTOS NAVALES E INDUSTRIALES SL | 102 | 54 | 156 | 2 |  | 204 | 108 | 312
SPEC-516 | Prevailing torque High Nut, M10 x 1.5 mm Thread, Class 8, Zinc-Plated Steel | RAW | Mechanized components | ALSABE EFECTOS NAVALES E INDUSTRIALES SL | ALSABE EFECTOS NAVALES E INDUSTRIALES SL | 1802 | 270 | 2072 | 0.15 |  | 270.3 | 40.5 | 310.8
SPEC-1047 | PTS-1305 [SRF Filter Cover] | RAW | Frontal and Handpiece casing |  | China Synergy Group | 948 | 13 | 961 | 0.32 |  | 303.36 | 4.16 | 307.52
SPEC-1255 | 91292A149 [[ISO 4762 M8 x 1.25 mm Thread, 30 mm Long]] | RAW | Others |  | ALSABE EFECTOS NAVALES E INDUSTRIALES SL | 970 | 52 | 1022 | 0.3 |  | 291 | 15.6 | 306.6
SPEC-1252 | 608-2RSL [ Single Row Deep Groove Ball Bearing- Both Sides Sealed 8mm I.D, 22mm O.D] | RAW | Others |  | ALSABE EFECTOS NAVALES E INDUSTRIALES SL | 25 | 26 | 51 | 6 |  | 150 | 156 | 306
SPEC-1366 | WSRF-0006 [FC_Temp_Sensor] | RAW | Others |  | BMA TECHNOLOGIES LTD | 11 | 13 | 24 | 12.6845 |  | 139.53 | 164.8991 | 304.4291
SPEC-810 | Loctite 243, single component anaerobic threadlocking glue, 50 mL | RAW | Electronic components | RS AMIDATA SAU | ROEIRASA | 7 | 0 | 7 | 43.4443 |  | 304.11 | 0 | 304.11
SPEC-381 | CA CAPACITOR CHARGE | RAW | Condensator |  | BMA TECHNOLOGIES LTD | 57 | 29 | 86 | 3.526 |  | 200.98 | 102.253 | 303.233
SPEC-1258 | PTS-1185 [SRF Gen Base] | RAW | Others |  | LASER GALICIA S.L. | 27 | 13 | 40 | 7.56 |  | 204.12 | 98.28 | 302.4
SPEC-1337 | PTS-1926 [SRF HP Cover R] | RAW | Frontal and Handpiece casing |  | China Synergy Group | 322 | 26 | 348 | 0.86795 |  | 279.48 | 22.5667 | 302.0467
SPEC-1160 | MHR HIGH POWER DIODE LASER BROCHURE (ENGLISH) | RAW | Diode |  | FOTOMECANICA PRINCIPADO (SU-LML) | 151 | 0 | 151 | 2 |  | 302 | 0 | 302
SPEC-1339 | PTS-1925 [SRF HP Cover L] | RAW | Frontal and Handpiece casing |  | China Synergy Group | 317 | 26 | 343 | 0.86795 |  | 275.14 | 22.5667 | 297.7067
SPEC-386 | CA TOUCH CONTROLLER | RAW | Others |  | BMA TECHNOLOGIES LTD | 53 | 29 | 82 | 3.6121 |  | 191.44 | 104.7502 | 296.1902
SPEC-758 | Top Tray Gray Sticker | RAW | Others | ALSABE EFECTOS NAVALES E INDUSTRIALES SL | ALSABE EFECTOS NAVALES E INDUSTRIALES SL | 282 | 47 | 329 | 0.9 |  | 253.8 | 42.3 | 296.1
SPEC-612 | Vernis Insulating Silicone Varnish- V 991 | RAW | Others |  | RS AMIDATA SAU | 12 | 0 | 12 | 24.5233 |  | 294.28 | 0 | 294.28
SPEC-180 | Fitting Elbow 1/8 to 8mm - 3199 08 10 | RAW | Mechanized components | COMERCIAL BECANI SL | COMERCIAL BECANI S.L. | 30 | 64 | 94 | 3.097 |  | 92.91 | 198.208 | 291.118
SPEC-1369 | WSRF-0009 [RF_Data] | RAW | Others |  | BMA TECHNOLOGIES LTD | 20 | 13 | 33 | 8.772 |  | 175.44 | 114.036 | 289.476
SPEC-1421 | ASM-1127 [SRF FC/FS Foam] | RAW | Others |  | Modisprem, S.A. | 16 | 0 | 16 | 18 |  | 288 | 0 | 288
SPEC-1296 | PTS-1169 [FS Tip back] | RAW | Others |  | DONGGUAN ZHUOHANG LTD | 24 | 0 | 24 | 11.9758 |  | 287.42 | 0 | 287.42
SPEC-950 | O ring 33x1mm, black, NBR | RAW | Others | ROEIRASA | ROEIRASA | 1396 | 0 | 1396 | 0.20572 |  | 287.18 | 0 | 287.18
SPEC-188 | Fitting Y tube 6mm - 3140 06 00 | RAW | Mechanized components | COMERCIAL BECANI SL | COMERCIAL BECANI S.L. | 4 | 61 | 65 | 4.41 |  | 17.64 | 269.01 | 286.65
SPEC-1256 | C01200200880M [SRF BS Pogopin Spring, OD:3.05mm, 22.35mm free length] | RAW | Others |  | MUELLES INDUSTRIALES (SU-LML) | 97 | 0 | 97 | 2.95 |  | 286.15 | 0 | 286.15
SPEC-454 | Door Interlock NP2RX-BAG | RAW | Electronic components | FARNELL | ARROW IBERIA ELECTRONICA SLU | 7 | 52 | 59 | 4.7943 |  | 33.56 | 249.3029 | 282.8629
SPEC-1180 | MHR HIGH POWER DIODE LASER BROCHURE (FRENCH) | RAW | Diode |  | FOTOMECANICA PRINCIPADO (SU-LML) | 141 | 0 | 141 | 2 |  | 282 | 0 | 282
SPEC-1182 | MHR QUICK START GUIDE WITH PEDAL (ENGLISH) | RAW | Others |  | TUKAN SOMOS IMPRESORES SLL | 61 | 0 | 61 | 4.61 |  | 281.21 | 0 | 281.21
SPEC-636DF | PTS-1929.001 [SRF Base 910 Painted] DEFECTUOSO | DEFECTIVE | Painting |  | #N/A | 8 | 0 | 8 | 0 |  | 280.72 | 0 | 280.72
SPEC-218 | Electronics Cover | RAW | Frontal and Handpiece casing |  | TECN Y PROY DE INGENIERÍA SL | 27 | 0 | 27 | 10.3963 |  | 280.7 | 0 | 280.7
SPEC-1209 | PTS-0542 [MHR DS FOAM TOP] | RAW | Others |  | ESPUMAENCASA LASTRAS, S.L. | 32 | 8 | 40 | 7 |  | 224 | 56 | 280
SPEC-1124 | PTS-1164 [SRF BS applied] | RAW | Others |  | DONGGUAN ZHUOHANG LTD | 15 | 0 | 15 | 18.6153 |  | 279.23 | 0 | 279.23
SPEC-695 | QUAD-Aesth-810-b Yellow Label | RAW | Others |  | TUKAN SOMOS IMPRESORES SLL | 456 | 11 | 467 | 0.59636 |  | 271.94 | 6.56 | 278.5
SPEC-1022 | MSP-100-12 [AC/DC CONVERTER 12V 102W] | RAW | Others |  | RS AMIDATA SAU | 7 | 0 | 7 | 39.56 |  | 276.92 | 0 | 276.92
SPEC-1371 | WSRF-0011 [Generator_Data] | RAW | Others |  | BMA TECHNOLOGIES LTD | 20 | 13 | 33 | 8.385 |  | 167.7 | 109.005 | 276.705
SPEC-207 | Disc magnet self-adhesive | RAW | Others | ALSABE EFECTOS NAVALES E INDUSTRIALES SL | ALSABE EFECTOS NAVALES E INDUSTRIALES SL | 206 | 189 | 395 | 0.7 |  | 144.2 | 132.3 | 276.5
KIT-1 | KIT EMBOLSADO PARA EMPAQUETADO DE EQUIPOS XCELL/XCELL COSMETIC 220V | RAW | Others |  | 0 | 52 | 0 | 52 | 5.2981 |  | 275.5 | 0 | 275.5
SPEC-347 | CA 48VDC PS OUTPUT | RAW | Others |  | BMA TECHNOLOGIES LTD | 57 | 29 | 86 | 3.1819 |  | 181.37 | 92.276 | 273.646
SPEC-95DF | ASM-0404 [Capacitor - Nichicon LNR1H684MSE] DEFECTUOSO | DEFECTIVE | Condensator |  | #N/A | 2 | 0 | 2 | 0 |  | 272.88 | 0 | 272.88
SPEC-407 | Blue tube OD.6mm, ID.4mm, 25mts - 1025U06 04 | RAW | Mechanized components | COMERCIAL BECANI SL | COMERCIAL BECANI S.L. | 191.075 | 117.325 | 308.4 | 0.87704 |  | 167.58 | 102.8985 | 270.4785
SPEC-1457 | Leaseir SRF Brochure (Spanish) | RAW | Others |  | TUKAN SOMOS IMPRESORES SLL | 159 | 0 | 159 | 1.7 |  | 270.3 | 0 | 270.3
SPEC-1041 | 3140 04 00 [Fitting Y tube 4mm] | RAW | Others |  | COMERCIAL BECANI S.L. | 40 | 28 | 68 | 3.96 |  | 158.4 | 110.88 | 269.28
SPEC-162 | Copper strip | RAW | Others |  | LASER GALICIA S.L. | 165 | 47 | 212 | 1.27 |  | 209.55 | 59.69 | 269.24
SPEC-1411 | Leaseir SRF BROCHURE (English) | RAW | Others |  | TUKAN SOMOS IMPRESORES SLL | 156 | 0 | 156 | 1.7 |  | 265.2 | 0 | 265.2
SPEC-643 | SRF Hydraulic Mount | RAW | Others |  | LASER GALICIA S.L. | 5 | 13 | 18 | 14.72 |  | 73.6 | 191.36 | 264.96
SPEC-420 | Connector M5 ferrule | RAW | Others |  | DONGGUAN ZHUOHANG LTD | 95 | 4 | 99 | 2.65 |  | 251.75 | 10.6 | 262.35
SPEC-171 | Motedis 28X150.5 M8 | RAW | Others | MOTEDIS SLU | MOTEDIS SLU | 116 | 120 | 236 | 1.11 |  | 128.76 | 133.2 | 261.96
SPEC-1127 | PTS-1170 [SRF FS tip mount] | RAW | Others |  | DONGGUAN ZHUOHANG LTD | 6 | 14 | 20 | 13.0417 |  | 78.25 | 182.5833 | 260.8333
SPEC-1364 | WSRF-0004 [HMI_serial] | RAW | Others |  | BMA TECHNOLOGIES LTD | 20 | 13 | 33 | 7.826 |  | 156.52 | 101.738 | 258.258
SPEC-6 | Angle Mount | RAW | Others |  | LASER GALICIA S.L. | 90 | 118 | 208 | 1.24 |  | 111.6 | 146.32 | 257.92
SPEC-931 | Single-b 2024, sleeve | RAW | Others |  | China Synergy Group | 994 | 2 | 996 | 0.25798 |  | 256.43 | 0.51596 | 256.946
SPEC-1138 | PTS-1287 [SRF FC spacer cover] | RAW | Frontal and Handpiece casing |  | China Synergy Group | 938 | 12 | 950 | 0.27 |  | 253.26 | 3.24 | 256.5
SPEC-377 | CA 12VDC CHARGER BOARD | RAW | Others |  | BMA TECHNOLOGIES LTD | 95 | 29 | 124 | 2.064 |  | 196.08 | 59.856 | 255.936
SPEC-1362 | WSRF-0002 [Power_Supply] | RAW | Others |  | BMA TECHNOLOGIES LTD | 20 | 13 | 33 | 7.74 |  | 154.8 | 100.62 | 255.42
SPEC-1111 | 74270091 [Ferrite Core, Cylindrical, 386 ohm, 12.7 mm Length, 9.5 mm ID, 17.5 mm OD] | RAW | Others |  | FARNELL | 118 | 0 | 118 | 2.1481 |  | 253.47 | 0 | 253.47
SPEC-869 | Polyamide M4 tooth knob BOESTR78104H | RAW | Others | ESSENTRA Components S.L.U. | ALSABE EFECTOS NAVALES E INDUSTRIALES SL | 185 | 112 | 297 | 0.85 |  | 157.25 | 95.2 | 252.45
SPEC-379 | CA 12-24VDC INPUT MAINBOARD | RAW | Others |  | BMA TECHNOLOGIES LTD | 57 | 29 | 86 | 2.924 |  | 166.67 | 84.797 | 251.467
SPEC-441METALWORK | Racor acodado 2L31001 Metalwork | RAW | Others |  | #N/A | 86 | 0 | 86 | 0 |  | 251.02 | 0 | 251.02
SPEC-1178 | TT0048.NG.C [Heat Shrink Tube, OD: 4.8mm, Color:Black] | RAW | Others |  | ALSABE EFECTOS NAVALES E INDUSTRIALES SL | 36 | 0 | 36 | 6.95 |  | 250.2 | 0 | 250.2
SPEC-328 | RS PRO Insulated Ring Terminal, M4 Stud Size, 2.5mm² to 6mm² Wire Size, Yellow | RAW | Electronic components | RS AMIDATA SAU | RS AMIDATA SAU | 825 | 72 | 897 | 0.27801 |  | 229.36 | 20.0169 | 249.3769
SPEC-724 | Single-b Sleeve | RAW | Others |  | China Synergy Group | 922 | 0 | 922 | 0.27 |  | 248.94 | 0 | 248.94
SPEC-1480 | AHR umbilical Cord | RAW | Wires |  | 0 | 6 | 0 | 6 | 41.1483 |  | 246.89 | 0 | 246.89
FMAT-1 | SUELO DE RETENCIÓN PARA BIDONES - 150L | RAW | Others |  | INTECO ASTUR | 1 | 0 | 1 | 246.69 |  | 246.69 | 0 | 246.69
SPEC-1403 | PTS-2366 [HP Post seal L] SRF | RAW | Others |  | SCULPTEO | 23 | 13 | 36 | 6.84 |  | 157.32 | 88.92 | 246.24
SPEC-785 | Plastic Braid OD:6.0mm, Color:Black (meter a stock por metros) | RAW | Electronic components | FARNELL | FARNELL | 347.2 | 28.8 | 376 | 0.65262 |  | 226.59 | 18.7955 | 245.3855
SPEC-1240 | 31060400 [Fitting union 4-4mm] | RAW | Others |  | COMERCIAL BECANI S.L. | 130 | 0 | 130 | 1.8751 |  | 243.76 | 0 | 243.76
SPEC-184 | Fitting Union 6-8 mm - 3106 06 08 | RAW | Mechanized components | COMERCIAL BECANI SL | COMERCIAL BECANI S.L. | 3 | 63 | 66 | 3.6833 |  | 11.05 | 232.05 | 243.1
SPEC-102 | Black Nylon Snap Rivet, 4mm - 255-9992 | RAW | Electronic components | RS AMIDATA SAU | RS AMIDATA SAU | 1496 | 170 | 1666 | 0.14563 |  | 217.86 | 24.7568 | 242.6168
SPEC-295 | Socket Head Screw, ISO 4762 M5 x 0.8 mm Thread, 10 mm Long, SS | RAW | Mechanized components | ALSABE EFECTOS NAVALES E INDUSTRIALES SL | ALSABE EFECTOS NAVALES E INDUSTRIALES SL | 4374 | 403 | 4777 | 0.05 |  | 218.7 | 20.15 | 238.85
SPEC-891 | Cap for 5x20mm fuse holder | RAW | Electronic components | FARNELL | RS AMIDATA SAU | 85 | 20 | 105 | 2.27 |  | 192.95 | 45.4 | 238.35
SPEC-389 | CA AC COOLING UNIT (FILTER INPUT, COMPRESSOR) | RAW | Refrigerator |  | BMA TECHNOLOGIES LTD | 57 | 29 | 86 | 2.7519 |  | 156.86 | 79.806 | 236.666
SPEC-1356 | G2RV-1-S-AP-G DC11 [Plug In Signal Relay, 12V dc Coil, 50mA Switching Current, SPDT] | RAW | Others |  | RS AMIDATA SAU | 24 | 0 | 24 | 9.765 |  | 234.36 | 0 | 234.36
SPEC-772 | CONNECTION STRIP 12 CONTACTS | RAW | Others | ALSABE EFECTOS NAVALES E INDUSTRIALES SL | ALSABE EFECTOS NAVALES E INDUSTRIALES SL | 228 | 306 | 534 | 0.435 |  | 99.18 | 133.11 | 232.29
SPEC-1149 | MHR 110 BACK COVER LABEL | RAW | Frontal and Handpiece casing |  | TUKAN SOMOS IMPRESORES SLL | 329 | 0 | 329 | 0.70401 |  | 231.62 | 0 | 231.62
SPEC-1003 | MARCO ORDENADOR (AHR) | RAW | Others |  | SCULPTEO | 7 | 0 | 7 | 32.7757 |  | 229.43 | 0 | 229.43
SPEC-443 | O ring 33x1.5 | RAW | Others | ALSABE EFECTOS NAVALES E INDUSTRIALES SL | ALSABE EFECTOS NAVALES E INDUSTRIALES SL | 940 | 56 | 996 | 0.23 |  | 216.2 | 12.88 | 229.08
IFU-17 | Leaseir MHR Xcell Usage Protocol (English) | RAW | Others |  | TUKAN SOMOS IMPRESORES SLL | 22 | 0 | 22 | 10.4064 |  | 228.94 | 0 | 228.94
SPEC-1008 | 3136218 [Un-Filtered IEC Power Entry Module, IEC C14, 10A, 250 VAC, 2-Pole Switch] | RAW | Others |  | RS AMIDATA SAU | 15 | 0 | 15 | 15.1867 |  | 227.8 | 0 | 227.8
SPEC-518 | Socket Head Screw, ISO 4762 M5 x 0.8 mm Thread, 16 mm Long, SS | RAW | Mechanized components | ALSABE EFECTOS NAVALES E INDUSTRIALES SL | ALSABE EFECTOS NAVALES E INDUSTRIALES SL | 4345 | 202 | 4547 | 0.05 |  | 217.25 | 10.1 | 227.35
SPEC-1427 | TG-02BZ-24-025 [DC Micro Gear Pump] | RAW | Water pump |  | IWAKI EUROPE GMBH | 20 | 0 | 20 | 11.263 |  | 225.26 | 0 | 225.26
SPEC-881 | Push-in fitting Ø4mm x M5, Straight, Cylindrical, Male | RAW | Mechanized components | COMERCIAL BECANI SL | COMERCIAL BECANI S.L. | 35 | 108 | 143 | 1.5726 |  | 55.04 | 169.8377 | 224.8777
SPEC-906 | Cap Charger Ground Strip | RAW | Others |  | LASER GALICIA S.L. | 73 | 46 | 119 | 1.8877 |  | 137.8 | 86.8329 | 224.6329
SPEC-1016 | AHR Welcome pack box | RAW | Box |  | RAJAPACK SA | 179 | 0 | 179 | 1.24 |  | 221.96 | 0 | 221.96
SPEC-1202 | 43045-0412 [Micro-Fit 3.0 PCB Header, 4 Contact(s), 3.0mm Pitch, 2 Row(s), Shrouded] | RAW | Motherboard and wires |  | RS AMIDATA SAU | 109 | 65 | 174 | 1.273 |  | 138.76 | 82.7468 | 221.5068
SPEC-572 | Dual-b sleeve | RAW | Others |  | China Synergy Group | 790 | 30 | 820 | 0.27 |  | 213.3 | 8.1 | 221.4
SPEC-1319 | 1100U06R08 [Legris clear tube OD 6mm] | RAW | Others |  | COMERCIAL BECANI S.L. | 211.65 | 21.71 | 233.36 | 0.94798 |  | 200.64 | 20.5806 | 221.2206
SPEC-223 | Fuse Plate 110 | RAW | Others |  | TUKAN SOMOS IMPRESORES SLL | 61 | 2 | 63 | 3.5 |  | 213.5 | 7 | 220.5
SPEC-1148 | AHR QR LABEL | RAW | Others |  | TUKAN SOMOS IMPRESORES SLL | 1137 | 0 | 1137 | 0.193 |  | 219.44 | 0 | 219.44
IFU-14 | Leaseir MHR Xcell User Manual (Portuguese) | RAW | Others |  | TUKAN SOMOS IMPRESORES SLL | 18 | 0 | 18 | 12.0756 |  | 217.36 | 0 | 217.36
SPEC-1171 | MHR QUICK START GUIDE WITHOUT PEDAL (SPANISH) | RAW | Others |  | TUKAN SOMOS IMPRESORES SLL | 101 | 0 | 101 | 2.151 |  | 217.25 | 0 | 217.25
SPEC-1360 | SRF PROTOCOL (ITALIAN) | RAW | Others |  | TUKAN SOMOS IMPRESORES SLL | 53 | 0 | 53 | 4.0809 |  | 216.29 | 0 | 216.29
SPEC-1091 | PTS-0182 [DS TOP TRAY] | RAW | Others |  | LASER GALICIA S.L. | 21 | 4 | 25 | 8.56 |  | 179.76 | 34.24 | 214
SPEC-164 | 80mm DC fan | RAW | Electronic components | FARNELL | RS AMIDATA SAU | 6 | 18 | 24 | 8.8317 |  | 52.99 | 158.97 | 211.96
SPEC-987 | AHR TOP (Electronics support top cover) | RAW | Frontal and Handpiece casing |  | LASER GALICIA S.L. | 13 | 0 | 13 | 16.21 |  | 210.73 | 0 | 210.73
SPEC-1407 | R4-40X1/2 [Recessed Head Phillips Screw, R4-40X1/2, SS] | RAW | Mechanized components |  | FARNELL | 500 | 0 | 500 | 0.421 |  | 210.5 | 0 | 210.5
SPEC-1146 | MHR HIGH POWER DIODE LASER BROCHURE (ITALIAN) | RAW | Diode |  | FOTOMECANICA PRINCIPADO (SU-LML) | 104 | 0 | 104 | 2 |  | 208 | 0 | 208
SPEC-528 | Insulation pipe - XG-06X006 | RAW | Others | PECOMARK | PECOMARK | 248.8 | 203.3 | 452.1 | 0.46001 |  | 114.45 | 93.5196 | 207.9696
SPEC-1288 | PTS-2329 [SRF Support Adapter_logo] | RAW | Others |  | NIRES (Ad3dtech S.L.) | 62 | 52 | 114 | 1.81 |  | 112.22 | 94.12 | 206.34
SPEC-625 | O-Ring 1.5x1mm, Black ,EPDM | RAW | Others | ALSABE EFECTOS NAVALES E INDUSTRIALES SL | ALSABE EFECTOS NAVALES E INDUSTRIALES SL | 4092 | 0 | 4092 | 0.05 |  | 204.6 | 0 | 204.6
SPEC-1065 | 1025U06R08 [Legris clear tube, OD:8mm, ID:5.5mm] | RAW | Others |  | COMERCIAL BECANI S.L. | 197.5 | 2 | 199.5 | 1.025 |  | 202.44 | 2.05 | 204.49
SPEC-1151 | AHR 110 BACK COVER LABEL | RAW | Frontal and Handpiece casing |  | TUKAN SOMOS IMPRESORES SLL | 287 | 0 | 287 | 0.70401 |  | 202.05 | 0 | 202.05
SPEC-796DF | PTS-2142.001 [Cap 1 tube-b] DEFECTUOSO | DEFECTIVE | Others |  | #N/A | 73 | 0 | 73 | 0 |  | 199.8 | 0 | 199.8
SPEC-1084 | 300-13-153 [DPST, On-Off Rocker Switch Panel Mount] | RAW | Others |  | RS AMIDATA SAU | 65 | 10 | 75 | 2.6457 |  | 171.97 | 26.4569 | 198.4269
SPEC-851 | SnPb60 FLUX B2.1 2 mm | RAW | Others | ALSABE EFECTOS NAVALES E INDUSTRIALES SL | ALSABE EFECTOS NAVALES E INDUSTRIALES SL | 9 | 0 | 9 | 22 |  | 198 | 0 | 198
SPEC-358 | Diode IR Sensor Mount 10BS | RAW | Diode |  | SCULPTEO | 34 | 16 | 50 | 3.96 |  | 134.64 | 63.36 | 198
SPEC-1183 | SRF BROCHURE - FOLLETO SRF PLATAFORMA INTEGRAL CELULITE E REMODELAÇAO (PORTUGUÉS) | RAW | Others |  | TUKAN SOMOS IMPRESORES SLL | 107 | 0 | 107 | 1.843 |  | 197.2 | 0 | 197.2
SPEC-621 | O-Ring 34x1.5mm, Black, EPDM | RAW | Others | ALSABE EFECTOS NAVALES E INDUSTRIALES SL | ALSABE EFECTOS NAVALES E INDUSTRIALES SL | 493 | 0 | 493 | 0.4 |  | 197.2 | 0 | 197.2
SPEC-984 | 02201403 [16AWG TS Wire, OD:2.9mm ,Color:Red] | RAW | Wires |  | LUX GIJON | 1100 | 0 | 1100 | 0.179 |  | 196.9 | 0 | 196.9
SPEC-1168 | 2518193 [2.54mm 4 Way 1 Row Straight PCB Socket Strip] | RAW | Motherboard and wires |  | ALSABE EFECTOS NAVALES E INDUSTRIALES SL | 290 | 0 | 290 | 0.676 |  | 196.04 | 0 | 196.04
SPEC-245 | Caliport Support | RAW | Others |  | LASER GALICIA S.L. | 32 | 18 | 50 | 3.86 |  | 123.52 | 69.48 | 193
IFU-2_en | Leaseir MHR Xcell User Manual | RAW | Others |  | TUKAN SOMOS IMPRESORES SLL | 17 | 0 | 17 | 11.2241 |  | 190.81 | 0 | 190.81
SPEC-353 | Dual insulator | RAW | Others |  | SCULPTEO | 96 | 30 | 126 | 1.5 |  | 144 | 45 | 189
SPEC-1458 | Frontal Blue Vinyl Sticker | RAW | Frontal and Handpiece casing |  | TUKAN SOMOS IMPRESORES SLL | 56 | 0 | 56 | 3.33 |  | 186.48 | 0 | 186.48
SPEC-214 | Fuse 10A 250VAC - 0034.3127 | RAW | Electronic components | FARNELL | FARNELL | 484 | 10 | 494 | 0.37727 |  | 182.6 | 3.7727 | 186.3727
SPEC-1033 | 74272722 [Openable Ferrite Sleeve, 28 x 31 x 35.1mm] | RAW | Others |  | RS AMIDATA SAU | 20 | 0 | 20 | 9.315 |  | 186.3 | 0 | 186.3
SPEC-1308 | PTS-0261 [SRF Con Label Cover] | RAW | Frontal and Handpiece casing |  | TRANSGLASS | 69 | 40 | 109 | 1.7078 |  | 117.84 | 68.313 | 186.153
SPEC-1109 | 126250 [CRM SYNERGIES Welding strip, 60% Sn 40% Pb, 1mm, 100GRMS] | RAW | Others |  | ALSABE EFECTOS NAVALES E INDUSTRIALES SL | 9 | 0 | 9 | 20.6644 |  | 185.98 | 0 | 185.98
SPEC-893 | TM2S8-C | RAW | Others |  | FARNELL | 487 | 0 | 487 | 0.38 |  | 185.06 | 0 | 185.06
SPEC-1145 | MHR HIGH POWER DIODE LASER BROCHURE (FRENCH) | RAW | Diode |  | FOTOMECANICA PRINCIPADO (SU-LML) | 100 | 0 | 100 | 1.85 |  | 185 | 0 | 185
SPEC-1302 | PTS-1090 [SRF Switch Holder] | RAW | Others |  | SCULPTEO | 97 | 26 | 123 | 1.5 |  | 145.5 | 39 | 184.5
SPEC-1405 | AHR R cover + Hanger | RAW | Frontal and Handpiece casing |  | 0 | 3 | 0 | 3 | 61.31 |  | 183.93 | 0 | 183.93
SPEC-1179 | MHR HIGH POWER DIODE LASER BROCHURE (PORTUGUESE) | RAW | Diode |  | FOTOMECANICA PRINCIPADO (SU-LML) | 99 | 0 | 99 | 1.85 |  | 183.15 | 0 | 183.15
SPEC-1142 | DS HIGH POWER DIODE LASER BROCHURE (PORTUGUESE) | RAW | Diode |  | FOTOMECANICA PRINCIPADO (SU-LML) | 90 | 0 | 90 | 2 |  | 180 | 0 | 180
SPEC-378 | CA MOSFET GATE | RAW | Others |  | BMA TECHNOLOGIES LTD | 106 | 29 | 135 | 1.3234 |  | 140.28 | 38.3785 | 178.6585
SPEC-905 | Mosfet source strip | RAW | Others |  | LASER GALICIA S.L. | 63 | 29 | 92 | 1.92 |  | 120.96 | 55.68 | 176.64
SPEC-819 | 3M Heat Shrink Tubing, 6/2mm BK , -55<>135°C (precio por metro) | RAW | Others |  | RS AMIDATA SAU | 71.01 | 0 | 71.01 | 2.4718 |  | 175.52 | 0 | 175.52
SPEC-1099 | 43020-0400 [Micro-Fit 3.0 Male Connector Housing, 3mm Pitch, 4 Way, 2 Row] | RAW | Others |  | RS AMIDATA SAU | 389 | 10 | 399 | 0.4381 |  | 170.42 | 4.381 | 174.801
SPEC-1273 | 3102 06 08 [Pneumatic fitting, Snap-fit, 6-8 mm] | RAW | Others |  | RS AMIDATA SAU | 25 | 13 | 38 | 4.5848 |  | 114.62 | 59.6024 | 174.2224
SPEC-822 | Sontara Multipurpose EC Wipe, Optical paper, 30x38 cm sheets (400 hojas por rollo) | RAW | Optics/sapphires/prisms |  | ALSABE EFECTOS NAVALES E INDUSTRIALES SL | 987 | 2 | 989 | 0.17499 |  | 172.72 | 0.34999 | 173.07
SPEC-222 | Fuse plate 230 | RAW | Others |  | TUKAN SOMOS IMPRESORES SLL | 53 | 4 | 57 | 3 |  | 159 | 12 | 171
SPEC-1372 | WSRF-0012 [Generator_Coaxial] | RAW | Others |  | BMA TECHNOLOGIES LTD | 20 | 13 | 33 | 5.16 |  | 103.2 | 67.08 | 170.28
SPEC-779 | 2.00mm Pitch, Micro-Latch Female Crimp Terminal, Tin (Sn) Plating, 24-30 AWG | RAW | Electronic components | FARNELL | RS AMIDATA SAU | 800 | 264 | 1064 | 0.15991 |  | 127.93 | 42.2169 | 170.1469
SPEC-390 | CA AC COOLING UNIT (FILTER LOAD, RELAY INPUT) | RAW | Refrigerator |  | BMA TECHNOLOGIES LTD | 57 | 29 | 86 | 1.9781 |  | 112.75 | 57.364 | 170.114
SPEC-1275 | T28X190 [Motedis post 28x190, M8 threaded] | RAW | Others |  | MOTEDIS SLU | 74 | 52 | 126 | 1.335 |  | 98.79 | 69.42 | 168.21
SPEC-1314 | PTS-1086 [SRF Hanger Pocket Blind] | RAW | Others |  | SCULPTEO | 5 | 26 | 31 | 5.38 |  | 26.9 | 139.88 | 166.78
SPEC-1219 | 107271 [FLAT RUBBER PEDAL] | RAW | Others |  | FARNELL | 6 | 0 | 6 | 27.77 |  | 166.62 | 0 | 166.62
SPEC-122 | Molex 43025-0200 Connector | RAW | Electronic components | FARNELL | FARNELL | 766 | 29 | 795 | 0.20897 |  | 160.07 | 6.0601 | 166.1301
SPEC-1424 | PMBL2BC [SOBRE BURBUJA 22x26] | RAW | Others |  | RAJAPACK SA | 301 | 0 | 301 | 0.55183 |  | 166.1 | 0 | 166.1
SPEC-873 | Document Briefcase | RAW | Briefcase | LEASEIR MEDICAL LIGHT S.L. | LEASEIR MEDICAL LIGHT | 463 | 10 | 473 | 0.34406 |  | 159.3 | 3.4406 | 162.7406
SPEC-442 | O ring 2x1 | RAW | Others | ALSABE EFECTOS NAVALES E INDUSTRIALES SL | ROEIRASA | 3959 | 225 | 4184 | 0.038818 |  | 153.68 | 8.734 | 162.414
IFU-4_es | Leaseir MHR Xcell Cosmetic Usage Protocol (Spanish) | RAW | Others |  | TUKAN SOMOS IMPRESORES SLL | 25 | 0 | 25 | 6.4932 |  | 162.33 | 0 | 162.33
IFU-3_en | Leaseir MHR Xcell Cosmetic User Manual (English) | RAW | Others |  | TUKAN SOMOS IMPRESORES SLL | 19 | 0 | 19 | 8.4995 |  | 161.49 | 0 | 161.49
SPEC-1249 | AHR guía de inicio | RAW | Others |  | TUKAN SOMOS IMPRESORES SLL | 25 | 0 | 25 | 6.41 |  | 160.25 | 0 | 160.25
SPEC-1092 | PTS-1277 [DS PS MOUNT] | RAW | Others |  | LASER GALICIA S.L. | 21 | 4 | 25 | 6.4 |  | 134.4 | 25.6 | 160
SPEC-1176 | SILVER KING LIQUID METAL COMPOUND | RAW | Others |  | ALSABE EFECTOS NAVALES E INDUSTRIALES SL | 8 | 0 | 8 | 20 |  | 160 | 0 | 160
SPEC-1217 | PETBK10B10 [Sleeving, Expandable, Braided, PE (Polyester), Black, 10 mm, 10 m, 32.8 ft] | RAW | Others |  | FARNELL | 150 | 0 | 150 | 1.065 |  | 159.75 | 0 | 159.75
SPEC-452 | Multicomp S286B-1 Keyswitch | RAW | Electronic components | FARNELL | FARNELL | 31 | 0 | 31 | 5.1129 |  | 158.5 | 0 | 158.5
SPEC-569 | 3.5x200mm Cable Tie | RAW | Wires |  | ALSABE EFECTOS NAVALES E INDUSTRIALES SL | 4550 | 722 | 5272 | 0.03 |  | 136.5 | 21.66 | 158.16
SPEC-824 | Finder modular contactor, 25 A, 4 poles, 3NO+1NC | RAW | Electronic components | FARNELL | FARNELL | 4 | 0 | 4 | 39.4375 |  | 157.75 | 0 | 157.75
SPEC-1121 | PTS-1927 [SRF BS Cover] | RAW | Frontal and Handpiece casing |  | China Synergy Group | 385 | 28 | 413 | 0.38 |  | 146.3 | 10.64 | 156.94
SPEC-1211 | 43045-0400 [Micro-Fit 3.0 Series Right Angle PCB Header, 4 Contact(s), 3.0mm Pitch, 2 Row(s), Shrouded] | RAW | Motherboard and wires |  | RS AMIDATA SAU | 153 | 0 | 153 | 1.023 |  | 156.52 | 0 | 156.52
SPEC-1061 | S4BBB [Audio Connector, 3 Contacts, Jack, 6.35mm, PCB Mount, Nickel Plated Contacts] | RAW | Motherboard and wires |  | FARNELL | 97 | 0 | 97 | 1.61 |  | 156.17 | 0 | 156.17
SPEC-848 | MHR L/R U-foam | RAW | Others | RAJAPACK, SA | ALSABE EFECTOS NAVALES E INDUSTRIALES SL | 30 | 10 | 40 | 3.8997 |  | 116.99 | 38.9967 | 155.9867
SPEC-1108 | 43025-0600 [Micro-Fit 3.0 Receptacle Connector Housing, 3mm Pitch, 6 Way, 2 Row] | RAW | Others |  | RS AMIDATA SAU | 395 | 0 | 395 | 0.39403 |  | 155.64 | 0 | 155.64
SPEC-1035 | AHR Textil cover | RAW | Frontal and Handpiece casing |  | EQUALTIA CENTRO ESP. EMPLEO | 6 | 0 | 6 | 25.9 |  | 155.4 | 0 | 155.4
SPEC-375 | CA CHILLER ENABLE | RAW | Refrigerator |  | BMA TECHNOLOGIES LTD | 57 | 29 | 86 | 1.806 |  | 102.94 | 52.373 | 155.313
SPEC-380 | CA PS INPUT | RAW | Others |  | BMA TECHNOLOGIES LTD | 57 | 29 | 86 | 1.806 |  | 102.94 | 52.373 | 155.313
SPEC-1210 | PTS-0544 [MHR DS FOAM WEDGE] | RAW | Others |  | ESPUMAENCASA LASTRAS, S.L. | 18 | 4 | 22 | 7 |  | 126 | 28 | 154
SPEC-773 | Tesa White duct tape 48mm x50m , 0.18mm thickness | RAW | Others | ALSABE EFECTOS NAVALES E INDUSTRIALES SL | ALSABE EFECTOS NAVALES E INDUSTRIALES SL | 11 | 0 | 11 | 13.9964 |  | 153.96 | 0 | 153.96
SPEC-1244 | 51110-1450 [Milli-Grid Female Connector Housing, 2mm Pitch, 14 Way, 2 Row] | RAW | Others |  | RS AMIDATA SAU | 483 | 0 | 483 | 0.316 |  | 152.63 | 0 | 152.63
SPEC-1010 | PLACA RUEDAS POLIETILENO AHR 430x395x20mm | RAW | Wheels |  | COPLASNOR (SU-LML) | 10 | 0 | 10 | 15.257 |  | 152.57 | 0 | 152.57
SPEC-1485 | AHR 110V Mains power cord | RAW | Others |  | 0 | 39 | 0 | 39 | 3.9 |  | 152.1 | 0 | 152.1
SPEC-697 | QUAD-Aesth-BLEND-b Yellow Label | RAW | Others |  | TUKAN SOMOS IMPRESORES SLL | 354 | 2 | 356 | 0.42599 |  | 150.8 | 0.85198 | 151.652
IFU-8 | Leaseir MHR Xcell Cosmetic User Manual (French) | RAW | Others |  | TUKAN SOMOS IMPRESORES SLL | 22 | 0 | 22 | 6.865 |  | 151.03 | 0 | 151.03
SPEC-958 | Elastic rope coil length 150 m, diameter 2mm (meter a stock por mts) | RAW | Others | ALSABE EFECTOS NAVALES E INDUSTRIALES SL | ALSABE EFECTOS NAVALES E INDUSTRIALES SL | 801.6 | 37.2 | 838.8 | 0.18 |  | 144.29 | 6.6961 | 150.9861
SPEC-1259 | PTS-2242 [SRF Air pump base] | RAW | Water pump |  | LASER GALICIA S.L. | 20 | 13 | 33 | 4.55 |  | 91 | 59.15 | 150.15
SPEC-385 | Quad-b sleeve | RAW | Others |  | China Synergy Group | 530 | 24 | 554 | 0.27 |  | 143.1 | 6.48 | 149.58
SPEC-1128 | PTS-1687 [SRF FS tip] | RAW | Others |  | China Synergy Group | 828 | 0 | 828 | 0.18 |  | 149.04 | 0 | 149.04
SPEC-1406 | AHR Hair Removal guide (guía AHR La Depilación) | RAW | Others |  | TUKAN SOMOS IMPRESORES SLL | 32 | 0 | 32 | 4.61 |  | 147.52 | 0 | 147.52
SPEC-1257 | C01200180620M [SRF FS Pogopin Spring, OD:3.05mm, 15.75mm free length] | RAW | Others |  | MUELLES INDUSTRIALES (SU-LML) | 43 | 0 | 43 | 3.4221 |  | 147.15 | 0 | 147.15
SPEC-583 | Hex Socket Countersunk Head Screw, ISO 10642, M5 x 0.8 mm Thread, 25 mm Long, SS | RAW | Mechanized components | ALSABE EFECTOS NAVALES E INDUSTRIALES SL | ALSABE EFECTOS NAVALES E INDUSTRIALES SL | 4730 | 130 | 4860 | 0.03 |  | 141.9 | 3.9 | 145.8
SPEC-511 | M-F Hex Standoff Spacer, M3-10-5-2, 5mm, 10mm Long, M3, Brass | RAW | Others | ALSABE EFECTOS NAVALES E INDUSTRIALES SL | ALSABE EFECTOS NAVALES E INDUSTRIALES SL | 98 | 6 | 104 | 1.4 |  | 137.2 | 8.4 | 145.6
SPEC-995 | 2022864 [CABLE GLAND V-TEC M16X1,5 GRCL] | RAW | Wires |  | ALSABE EFECTOS NAVALES E INDUSTRIALES SL | 81 | 0 | 81 | 1.787 |  | 144.75 | 0 | 144.75
SPEC-1000 | CARCASA FRONTAL AHR | RAW | Frontal and Handpiece casing |  | CN MOULDING (SU-LML) | 4 | 0 | 4 | 36.035 |  | 144.14 | 0 | 144.14
SPEC-1422 | ASM-1128 [SRF BS Foam] | RAW | Others |  | Modisprem, S.A. | 8 | 0 | 8 | 18 |  | 144 | 0 | 144
SPEC-767 | Tangit PVC-U Special Adhesive | RAW | Electronic components | FARNELL | ALSABE EFECTOS NAVALES E INDUSTRIALES SL | 8 | 0 | 8 | 18 |  | 144 | 0 | 144
SPEC-756 | Molex DuraClick Wire-to-Board Receptable Housing, Single Row, 6 circuits, natural | RAW | Electronic components | RS AMIDATA SAU | RS AMIDATA SAU | 422 | 0 | 422 | 0.34 |  | 143.48 | 0 | 143.48
SPEC-1404 | PTS-2368 [HP Post seal R] SRF | RAW | Others |  | SCULPTEO | 9 | 13 | 22 | 6.48 |  | 58.32 | 84.24 | 142.56
SPEC-641 | SRF Filter Mount | RAW | Others |  | LASER GALICIA S.L. | 12 | 13 | 25 | 5.6867 |  | 68.24 | 73.9267 | 142.1667
UM-24 | Leaseir MHR Laser System Hair Removal Protocol (French) | RAW | Others |  | TUKAN SOMOS IMPRESORES SLL | 21 | 0 | 21 | 6.7619 |  | 142 | 0 | 142
SPEC-1230 | BOX OF NITRILE GLOVES SIZE 6 | RAW | Box |  | ALSABE EFECTOS NAVALES E INDUSTRIALES SL | 10 | 0 | 10 | 14 |  | 140 | 0 | 140
SPEC-1054 | 09 14 006 0313 [x2 Hinged Frame 6B (a-b)] | RAW | Mechanized components |  | RS AMIDATA SAU | 5 | 0 | 5 | 27.864 |  | 139.32 | 0 | 139.32
SPEC-1030 | 74270090 [Ferrite Ring Axial Ferrite Bead] | RAW | Others |  | RS AMIDATA SAU | 47 | 0 | 47 | 2.9211 |  | 137.29 | 0 | 137.29
SPEC-449 | Socket Head Screw, ISO 4762 M4 x 0.7 mm Thread, 8 mm Long, SS | RAW | Mechanized components | ALSABE EFECTOS NAVALES E INDUSTRIALES SL | ALSABE EFECTOS NAVALES E INDUSTRIALES SL | 2647 | 784 | 3431 | 0.04 |  | 105.88 | 31.36 | 137.24
SPEC-791 | Heat Shrink Tube, OD: 6.4mm, Color:Black TT0064.NG.C | RAW | Electronic components | FARNELL | LUX GIJON | 180 | 0 | 180 | 0.76072 |  | 136.93 | 0 | 136.93
SPEC-456DF | Han Modular x2 40A - HARTING 09 14 002 2701 DF | DEFECTIVE | Harting connectors |  | #N/A | 6 | 0 | 6 | 0 |  | 135.9 | 0 | 135.9
SPEC-1264 | PFX530 [Fixed rubber foot, diameter 19 mm, screws M5 x 30 mm] | RAW | Mechanized components |  | Amazon (SU-LML) | 16 | 16 | 32 | 4.2 |  | 67.2 | 67.2 | 134.4
SPEC-1207 | PTS-0541 [MHR DS FOAM BASE BLIND] | RAW | Others |  | ESPUMAENCASA LASTRAS, S.L. | 15 | 4 | 19 | 7 |  | 105 | 28 | 133
SPEC-1208 | PTS-0543 [MHR DS FOAM BASE CUT] | RAW | Others |  | ESPUMAENCASA LASTRAS, S.L. | 15 | 4 | 19 | 7 |  | 105 | 28 | 133
SPEC-1074 | PTS-1283 [EBM DS CHILLER MOUNT] | RAW | Refrigerator |  | LASER GALICIA S.L. | 8 | 6 | 14 | 9.4 |  | 75.2 | 56.4 | 131.6
SPEC-811 | Allen Wrench 1.5mm | RAW | Others | ALSABE EFECTOS NAVALES E INDUSTRIALES SL | ALSABE EFECTOS NAVALES E INDUSTRIALES SL | 157 | 4 | 161 | 0.79994 |  | 125.59 | 3.1997 | 128.7897
SPEC-123 | Locknut, ISO 10511 - M5 x 0.8 mm Thread, 5 mm High | RAW | Mechanized components | ALSABE EFECTOS NAVALES E INDUSTRIALES SL | ALSABE EFECTOS NAVALES E INDUSTRIALES SL | 3647 | 611 | 4258 | 0.03 |  | 109.41 | 18.33 | 127.74
SPEC-391 | CA AC COOLING UNIT (FILTER OUTPUT, COMPRESSOR OUTPUT AND CHILLER FAN) | RAW | Refrigerator |  | BMA TECHNOLOGIES LTD | 57 | 29 | 86 | 1.4793 |  | 84.32 | 42.8996 | 127.2196
SPEC-1136 | 21SBTF06DPXGB [DS CHILLER FEMALE RECTUS FITTING, BLUE, Tube ID 6mm] | RAW | Refrigerator |  | COMERCIAL BECANI S.L. | 6 | 4 | 10 | 12.695 |  | 76.17 | 50.78 | 126.95
SPEC-823DF | PTS-2156.001 [Single Tip] DEFECTUOSO | DEFECTIVE | Others |  | #N/A | 3 | 0 | 3 | 0 |  | 126.61 | 0 | 126.61
SPEC-1029 | 511099200563 [AHR RTAP cable 2+8x0.18mm² white, 100m roll] | RAW | Wires |  | LUX GIJON | 250 | 0 | 250 | 0.504 |  | 126 | 0 | 126
SPEC-397 | Half din rail | RAW | Others |  | LASER GALICIA S.L. | 140 | 58 | 198 | 0.63 |  | 88.2 | 36.54 | 124.74
SPEC-1075 | PTS-1202 [DS AC CHILLER X BASE SPACER SQUARED] | RAW | Refrigerator |  | LASER GALICIA S.L. | 8 | 6 | 14 | 8.83 |  | 70.64 | 52.98 | 123.62
SPEC-1133 | 21KBTF06DPXGR [DS CHILLER FEMALE RECTUS FITTING, RED, Tube ID 6mm] | RAW | Refrigerator |  | COMERCIAL BECANI S.L. | 6 | 4 | 10 | 12.24 |  | 73.44 | 48.96 | 122.4
SPEC-136 | Molex - 46235-0001 | RAW | Electronic components | FARNELL | FARNELL | 1053 | 58 | 1111 | 0.10991 |  | 115.74 | 6.375 | 122.115
SPEC-782 | Quakertek Aldeba GT-6, Anhydrous Calcium Grease, 4.5 Kg Can | RAW | Others | ALSABE EFECTOS NAVALES E INDUSTRIALES SL | ALSABE EFECTOS NAVALES E INDUSTRIALES SL | 2 | 0 | 2 | 60 |  | 120 | 0 | 120
SPEC-1042 | 3199 08 13 [Fitting 90º G 1/4''-8mm] | RAW | Others |  | COMERCIAL BECANI S.L. | 22 | 13 | 35 | 3.3523 |  | 73.75 | 43.5795 | 117.3295
SPEC-276 | MOSS 0100210300VR M4 Countersunk Head, 16mm Nylon Slot Plain | RAW | Electronic components | RS AMIDATA SAU | RS AMIDATA SAU | 262 | 126 | 388 | 0.29901 |  | 78.34 | 37.675 | 116.015
SPEC-1357 | 3199 06 19 [Fitting Elbow M5 to 6mm] | RAW | Others |  | RS AMIDATA SAU | 14 | 26 | 40 | 2.8129 |  | 39.38 | 73.1343 | 112.5143
SPEC-7 | Front Mount L | RAW | Others |  | LASER GALICIA S.L. | 51 | 62 | 113 | 0.98824 |  | 50.4 | 61.2706 | 111.6706
SPEC-241 | Socket Head Screw, ISO 4762 M4 x 0.7 mm Thread, 12 mm Long, SS | RAW | Mechanized components | ALSABE EFECTOS NAVALES E INDUSTRIALES SL | ALSABE EFECTOS NAVALES E INDUSTRIALES SL | 2287 | 501 | 2788 | 0.039934 |  | 91.33 | 20.0071 | 111.3371
SPEC-859 | SnPb60 FLUX 2.1 0.5 mm, 250g | RAW | Others | ALSABE EFECTOS NAVALES E INDUSTRIALES SL | ALSABE EFECTOS NAVALES E INDUSTRIALES SL | 5 | 0 | 5 | 22 |  | 110 | 0 | 110
SPEC-1482 | BIOS CMOS (pila amarilla) | RAW | Others |  | Amazon (SU-LML) | 55 | 0 | 55 | 1.9947 |  | 109.71 | 0 | 109.71
SPEC-117 | HP sticker plate | RAW | Others |  | LASER GALICIA S.L. | 494 | 54 | 548 | 0.2 |  | 98.8 | 10.8 | 109.6
SPEC-1028 | VS-40HF20 [DIODE STANDARD 200V 40A DO203AB] | RAW | Diode |  | FARNELL | 17 | 0 | 17 | 6.4 |  | 108.8 | 0 | 108.8
SPEC-900 | Desoldering Mesh 40-3-10, 2mm x 3m, for lead-free soldering | RAW | Electronic components | RS AMIDATA SAU | RS AMIDATA SAU | 11 | 0 | 11 | 9.8309 |  | 108.14 | 0 | 108.14
SPEC-1102 | PET8BK50MR [Sleeving, Braided, 12 mm, PE (Polyester), Black, 50 m] | RAW | Others |  | FARNELL | 150 | 0 | 150 | 0.71767 |  | 107.65 | 0 | 107.65
SPEC-275 | Socket Head Screw, ISO 4762 M3 x 0.5 mm Thread, 12 mm Long, 18-8 SS | RAW | Mechanized components | ALSABE EFECTOS NAVALES E INDUSTRIALES SL | ALSABE EFECTOS NAVALES E INDUSTRIALES SL | 3259 | 326 | 3585 | 0.03 |  | 97.77 | 9.78 | 107.55
SPEC-459DF | ASM-0482.002 [ASM Quad Tip] CROMADA Y CON CAPILAR EQUALTIA DEFECTUOSO | DEFECTIVE | Others |  | #N/A | 1 | 0 | 1 | 0 |  | 106.69 | 0 | 106.69
IFU-6 | Leaseir MHR Xcell Cosmetic Manual de Usuario (Spanish) | RAW | Others |  | TUKAN SOMOS IMPRESORES SLL | 16 | 0 | 16 | 6.665 |  | 106.64 | 0 | 106.64
SPEC-8 | Front Mount R | RAW | Others |  | LASER GALICIA S.L. | 43 | 62 | 105 | 1.0153 |  | 43.66 | 62.9516 | 106.6116
SPEC-461DF | ASM-0468.002 [ASM Single Tip] CROMADA Y CON CAPILAR EQUALTIA DEFECTUOSO | DEFECTIVE | Others |  | #N/A | 1 | 0 | 1 | 0 |  | 106.6 | 0 | 106.6
SPEC-916 | M3X8mm, F-F Spacer | RAW | Others | ESSENTRA Components S.L.U. | RS AMIDATA SAU | 550 | 0 | 550 | 0.19333 |  | 106.33 | 0 | 106.33
SPEC-1248 | CR2032 [CMOS 3V BATTERY] | RAW | Others |  | RS AMIDATA SAU | 87 | 0 | 87 | 1.207 |  | 105.01 | 0 | 105.01
SPEC-179 | Fitting 90 degree 6mm to 1/8 - 3199 06 10 | RAW | Others |  | COMERCIAL BECANI S.L. | 38 | 0 | 38 | 2.76 |  | 104.88 | 0 | 104.88
SPEC-1015 | AHR 220V Mains power cord 19.08.1018-50 | RAW | Others |  | RS AMIDATA SAU | 14 | 0 | 14 | 7.4436 |  | 104.21 | 0 | 104.21
SPEC-1037 | 8388395 [CE Splice Connector, Insulated 12-10 AWG, 2.5-6 mm²] | RAW | Others |  | RS AMIDATA SAU | 372 | 12 | 384 | 0.27 |  | 100.44 | 3.24 | 103.68
IFU-27 | Leaseir MHR Xcell Cosmetic Usage Protocol (French) | RAW | Others |  | TUKAN SOMOS IMPRESORES SLL | 15 | 0 | 15 | 6.9047 |  | 103.57 | 0 | 103.57
SPEC-1241 | 406190124000 [PCB Mount Power Relay, 12V dc Coil, 16A Switching Current, SPDT] | RAW | Motherboard and wires |  | RS AMIDATA SAU | 23 | 0 | 23 | 4.45 |  | 102.35 | 0 | 102.35
SPEC-1277 | 159-1478 [Nitrile Rubber O-ring, Ø 1.6 mm x 8.5 m] | RAW | Others |  | ROEIRASA | 97.5 | 11.7 | 109.2 | 0.93692 |  | 91.35 | 10.962 | 102.312
SPEC-512 | Socket Head Screw, ISO 4762 M3 x 0.5 mm Thread, 6 mm Long, SS | RAW | Mechanized components | ALSABE EFECTOS NAVALES E INDUSTRIALES SL | ALSABE EFECTOS NAVALES E INDUSTRIALES SL | 2273 | 288 | 2561 | 0.039925 |  | 90.75 | 11.4985 | 102.2485
SPEC-766 | Thermal adhesive tape (1 pieza = 520 uds) | RAW | Electronic components | FARNELL | FARNELL | 1720.01 | 477.51 | 2197.52 | 0.045994 |  | 79.11 | 21.9626 | 101.0726
SPEC-1327 | DE09S064TLF [9 Way Panel Mount D-sub Connector Socket, 2.74mm Pitch] | RAW | Others |  | RS AMIDATA SAU | 224 | 0 | 224 | 0.45 |  | 100.8 | 0 | 100.8
SPEC-592 | Tight-Grip External-Tooth Lock Washer,M4,DIN 6798, 4.3 mm ID, 8 mm OD,SS] | RAW | Mechanized components | ALSABE EFECTOS NAVALES E INDUSTRIALES SL | ALSABE EFECTOS NAVALES E INDUSTRIALES SL | 4290 | 652 | 4942 | 0.02 |  | 85.8 | 13.04 | 98.84
SPEC-1218 | 3180 08 00 [Y Tube-to-Tube Adaptor, Push In 8 mm] | RAW | Others |  | COMERCIAL BECANI S.L. | 20 | 8 | 28 | 3.487 |  | 69.74 | 27.896 | 97.636
SPEC-247 | Power-supply Mount | RAW | Others |  | LASER GALICIA S.L. | 19 | 18 | 37 | 2.63 |  | 49.97 | 47.34 | 97.31
SPEC-1251 | QT-8 [ Grey Elastomer 888mm Cable Grommet] (Pasamuros Icotek) | RAW | Wires |  | RS AMIDATA SAU | 45 | 13 | 58 | 1.656 |  | 74.52 | 21.528 | 96.048
SPEC-451 | Pan Head Screws, M4 x 0.70 mm Thread, 8mm Long, SS | RAW | Mechanized components | ALSABE EFECTOS NAVALES E INDUSTRIALES SL | ALSABE EFECTOS NAVALES E INDUSTRIALES SL | 1728 | 182 | 1910 | 0.05 |  | 86.4 | 9.1 | 95.5
SPEC-1155 | SINGLE HANDPIECE MHR LABEL | RAW | Others |  | TUKAN SOMOS IMPRESORES SLL | 374 | 0 | 374 | 0.25299 |  | 94.62 | 0 | 94.62
SPEC-336 | Crimp end ferrule, Insulated, 8mm Pin, Black 16AWG 1.5mm² | RAW | Electronic components | RS AMIDATA SAU | RS AMIDATA SAU | 693 | 329 | 1022 | 0.092006 |  | 63.76 | 30.2699 | 94.0299
SPEC-1135 | 21SBTF06DPXB [DS CHILLER MALE RECTUS FITTING, BLUE, Tube ID 6mm] | RAW | Refrigerator |  | COMERCIAL BECANI S.L. | 5 | 4 | 9 | 10.418 |  | 52.09 | 41.672 | 93.762
SPEC-1134 | 21SBTF06DPXR [DS CHILLER MALE RECTUS FITTING, RED, Tube ID 6mm] | RAW | Refrigerator |  | COMERCIAL BECANI S.L. | 5 | 4 | 9 | 10.414 |  | 52.07 | 41.656 | 93.726
SPEC-844 | IEC C19 Power Cord - Brasil | RAW | Others | ALSABE EFECTOS NAVALES E INDUSTRIALES SL | ALSABE EFECTOS NAVALES E INDUSTRIALES SL | 9 | 0 | 9 | 10.34 |  | 93.06 | 0 | 93.06
SPEC-595 | Fuse plate 110-130 | RAW | Others |  | TUKAN SOMOS IMPRESORES SLL | 29 | 2 | 31 | 3 |  | 87 | 6 | 93
SPEC-1068 | 8195 [PCB Terminal, Brass, 1.57 mm, Tin] | RAW | Motherboard and wires |  | MOUSER ELECTRONICS INCORPORATED | 253 | 0 | 253 | 0.35522 |  | 89.87 | 0 | 89.87
SPEC-1263 | 43030-0007 [Micro-Fit 3.0 Female Crimp Terminal, 24AWG Min, 20AWG Max] | RAW | Others |  | RS AMIDATA SAU | 800 | 0 | 800 | 0.111 |  | 88.8 | 0 | 88.8
SPEC-1103 | HSR-3000 9/3 [3M Heat Shrink Tubing, 9/3mm BK , -55<>135°C] | RAW | Others |  | ALSABE EFECTOS NAVALES E INDUSTRIALES SL | 21 | 0 | 21 | 4.2138 |  | 88.49 | 0 | 88.49
SPEC-808 | 18-8 Stainless Steel Hex Drive Countersunk Head Screw, M4 x 10mm long , DIN 7991 | RAW | Mechanized components | ALSABE EFECTOS NAVALES E INDUSTRIALES SL | ALSABE EFECTOS NAVALES E INDUSTRIALES SL | 2855 | 82 | 2937 | 0.03 |  | 85.65 | 2.46 | 88.11
SPEC-1215 | 50394-8051 [Milli-Grid Female Crimp Terminal, 30AWG Min, 24AWG Max] | RAW | Others |  | RS AMIDATA SAU | 500 | 0 | 500 | 0.176 |  | 88 | 0 | 88
UM-4 | Leaseir MHR Laser System 110 and 230 User Manual (Spanish) | RAW | Others |  | TUKAN SOMOS IMPRESORES SLL | 10 | 0 | 10 | 8.729 |  | 87.29 | 0 | 87.29
UM-6 | Leaseir MHR Laser System Hair Removal Protocol (Spanish) | RAW | Others |  | TUKAN SOMOS IMPRESORES SLL | 10 | 0 | 10 | 8.729 |  | 87.29 | 0 | 87.29
SPEC-990 | AHR LCHILLER (Chiller adjustment bracket) | RAW | Refrigerator |  | LASER GALICIA S.L. | 65 | 0 | 65 | 1.34 |  | 87.1 | 0 | 87.1
FMAT-2 | BANDEJA DE RETENCIÓN - 31L | RAW | Others |  | INTECO ASTUR | 1 | 0 | 1 | 87 |  | 87 | 0 | 87
SPEC-714 | RJ-45 data transmission connection, 1m ,CAT6, 28AWG | RAW | Others |  | LUX GIJON | 58 | 21 | 79 | 1.1 |  | 63.8 | 23.1 | 86.9
SPEC-974 | 06900616 [22AWG TS Wire, OD:2.1mm ,Color:Blue] | RAW | Wires |  | LUX GIJON | 827 | 0 | 827 | 0.10499 |  | 86.83 | 0 | 86.83
SPEC-120 | Locknut, ISO 10511, M6 x 1.0 mm Thread, 6 mm High | RAW | Mechanized components | ALSABE EFECTOS NAVALES E INDUSTRIALES SL | ALSABE EFECTOS NAVALES E INDUSTRIALES SL | 1280 | 444 | 1724 | 0.05 |  | 64 | 22.2 | 86.2
SPEC-1447 | 02201407 [16AWG TS Wire, OD:2.9mm ,Color:Brown] | RAW | Wires |  | LUX GIJON | 480 | 0 | 480 | 0.179 |  | 85.92 | 0 | 85.92
SPEC-886 | Black PVC Cable Grommet for Ø4mm tube, 6.4mm height | RAW | Electronic components | RS AMIDATA SAU | RS AMIDATA SAU | 1356 | 31 | 1387 | 0.061792 |  | 83.79 | 1.9156 | 85.7056
SPEC-1150 | MHR 230 BACK COVER LABEL | RAW | Frontal and Handpiece casing |  | TUKAN SOMOS IMPRESORES SLL | 227 | 0 | 227 | 0.377 |  | 85.58 | 0 | 85.58
SPEC-828 | UN1299 Novodec Acetone | RAW | Others |  | ALSABE EFECTOS NAVALES E INDUSTRIALES SL | 19 | 0 | 19 | 4.5 |  | 85.5 | 0 | 85.5
SPEC-947 | UN1219 Isopropyl alcohol | RAW | Others | ALSABE EFECTOS NAVALES E INDUSTRIALES SL | ALSABE EFECTOS NAVALES E INDUSTRIALES SL | 17 | 0 | 17 | 5 |  | 85 | 0 | 85
SPEC-1119 | KPEG242 [Transducer, Buzzer, Continuous, 70 dB, 4.1 kHz, Through Hole] | RAW | Others |  | FARNELL | 83 | 0 | 83 | 1.02 |  | 84.66 | 0 | 84.66
SPEC-951 | Suction syringe lubricant 200 cc | RAW | Others | ALSABE EFECTOS NAVALES E INDUSTRIALES SL | 0 | 9 | 0 | 9 | 9.4 |  | 84.6 | 0 | 84.6
FMAT-11 | ROLLO UNIVERSAL 50x40cm | RAW | Others |  | CONTROL TÁCTIL | 1 | 0 | 1 | 83.65 |  | 83.65 | 0 | 83.65
SPEC-438 | Fuse socket 5x20mm - Littelfuse Inc.- 82000000005 | RAW | Electronic components | FARNELL | FARNELL | 25 | 20 | 45 | 1.8476 |  | 46.19 | 36.952 | 83.142
SPEC-763 | 16A Crimp contact | RAW | Others | LEASEIR MEDICAL LIGHT S.L. | LEASEIR MEDICAL LIGHT | 100 | 0 | 100 | 0.83 |  | 83 | 0 | 83
SPEC-614 | Slot Countersunk Head Screw, DIN 963, M2 x 0.4 mm Thread, 20 mm Long, SS | RAW | Electronic components | RS AMIDATA SAU | ALSABE EFECTOS NAVALES E INDUSTRIALES SL | 2116 | 640 | 2756 | 0.03 |  | 63.48 | 19.2 | 82.68
SPEC-432 | M5 x 5.5 Nipple | RAW | Others |  | DONGGUAN ZHUOHANG LTD | 870 | 0 | 870 | 0.094 |  | 81.78 | 0 | 81.78
SPEC-1278 | 176-2279 [pneumatic silencer, brass, 12 bar, threaded, male G 1/8] | RAW | Others |  | COMERCIAL BECANI S.L. | 25 | 13 | 38 | 2.1288 |  | 53.22 | 27.6744 | 80.8944
SPEC-1101 | PTS-1203 [DS AC CHILLER X BASE SPACER DISC] | RAW | Refrigerator |  | LASER GALICIA S.L. | 34 | 24 | 58 | 1.3841 |  | 47.06 | 33.2188 | 80.2788
IFU-13 | Leaseir MHR Xcell Cosmetic User Manual (Italian) | RAW | Others |  | TUKAN SOMOS IMPRESORES SLL | 10 | 0 | 10 | 8.016 |  | 80.16 | 0 | 80.16
SPEC-1434 | 270220 [AT-6/4 yellow pre-insulated terminal] | RAW | Others |  | RS AMIDATA SAU | 854 | 36 | 890 | 0.09 |  | 76.86 | 3.24 | 80.1
IFU-21 | Leaseir MHR Xcell Protocolo de Uso (Portuguese) | RAW | Others |  | TUKAN SOMOS IMPRESORES SLL | 12 | 0 | 12 | 6.6592 |  | 79.91 | 0 | 79.91
SPEC-167 | Hex Socket Countersunk Head Screw, ISO 10642, M3 x 0.5 mm Thread, 6 mm Long, SS | RAW | Mechanized components | ALSABE EFECTOS NAVALES E INDUSTRIALES SL | ALSABE EFECTOS NAVALES E INDUSTRIALES SL | 3151 | 308 | 3459 | 0.022913 |  | 72.2 | 7.0573 | 79.2573
SPEC-447 | TORNILLO DIN 912 M4x30 INOX (ALLEN) | RAW | Mechanized components | ALSABE EFECTOS NAVALES E INDUSTRIALES SL | ALSABE EFECTOS NAVALES E INDUSTRIALES SL | 920 | 68 | 988 | 0.08 |  | 73.6 | 5.44 | 79.04
SPEC-1358 | 458-695 [Insulated Crimp Bootlace Ferrule, 8mm Pin Length, 1.2mm Pin Diameter, 0.75mm² Wire Size, Blue] | RAW | Wires |  | RS AMIDATA SAU | 1546 | 0 | 1546 | 0.051003 |  | 78.85 | 0 | 78.85
SPEC-980 | 06900615 [22AWG TS Wire, OD:2.1mm ,Color:Green] | RAW | Wires |  | LUX GIJON | 750 | 0 | 750 | 0.105 |  | 78.75 | 0 | 78.75
SPEC-496 | Sherlock Female Connector Housing, 2mm Pitch, 6 Way, 1 Row | RAW | Electronic components | RS AMIDATA SAU | RS AMIDATA SAU | 451 | 178 | 629 | 0.12519 |  | 56.46 | 22.2835 | 78.7435
SPEC-582 | Plain Washer, ISO 7089, M10, 10.5 mm ID, 20 mm OD, SS | RAW | Mechanized components | ALSABE EFECTOS NAVALES E INDUSTRIALES SL | ALSABE EFECTOS NAVALES E INDUSTRIALES SL | 1815 | 148 | 1963 | 0.04 |  | 72.6 | 5.92 | 78.52
IFU-16 | Leaseir MHR Xcell Cosmetic Usage Protocol (English) | RAW | Others |  | TUKAN SOMOS IMPRESORES SLL | 10 | 0 | 10 | 7.623 |  | 76.23 | 0 | 76.23
SPEC-1014 | AHR top protection foam, 350x200x30mm | RAW | Others |  | ESPUMAENCASA LASTRAS, S.L. | 121 | 0 | 121 | 0.63 |  | 76.23 | 0 | 76.23
SPEC-694 | DUAL-Aesth-810-b Yellow Label | RAW | Others |  | TUKAN SOMOS IMPRESORES SLL | 275 | 12 | 287 | 0.26455 |  | 72.75 | 3.1745 | 75.9245
SPEC-805 | 18-8 Stainless Steel Cone-Point Set Screw, M6 x 6mm Long, DIN 914 | RAW | Mechanized components | ALSABE EFECTOS NAVALES E INDUSTRIALES SL | ALSABE EFECTOS NAVALES E INDUSTRIALES SL | 1889 | 0 | 1889 | 0.04 |  | 75.56 | 0 | 75.56
UM-22 | Leaseir MHR Laser System 110 and 230 User Manual (French) | RAW | Others |  | TUKAN SOMOS IMPRESORES SLL | 11 | 0 | 11 | 6.7618 |  | 74.38 | 0 | 74.38
SPEC-242 | Socket Head Screw, ISO 4762 M4 x 0.7 mm Thread, 16 mm Long, SS | RAW | Mechanized components | ALSABE EFECTOS NAVALES E INDUSTRIALES SL | ALSABE EFECTOS NAVALES E INDUSTRIALES SL | 1150 | 82 | 1232 | 0.06 |  | 69 | 4.92 | 73.92
SPEC-1089 | PTS-0232 [DS SCREEN MOUNT] | RAW | Others |  | LASER GALICIA S.L. | 29 | 4 | 33 | 2.22 |  | 64.38 | 8.88 | 73.26
SPEC-170 | Hex Socket Countersunk Head Screw, ISO 10642, M4 x 0.7 mm Thread, 12 mm Long | RAW | Mechanized components | ALSABE EFECTOS NAVALES E INDUSTRIALES SL | ALSABE EFECTOS NAVALES E INDUSTRIALES SL | 1059 | 763 | 1822 | 0.04 |  | 42.36 | 30.52 | 72.88
SPEC-197 | Socket Head Screw, ISO 4762, M3 x 0.5 mm Thread, 25 mm Long, SS | RAW | Mechanized components | ALSABE EFECTOS NAVALES E INDUSTRIALES SL | ALSABE EFECTOS NAVALES E INDUSTRIALES SL | 2346 | 58 | 2404 | 0.03 |  | 70.38 | 1.74 | 72.12
SPEC-933 | Single-b 2024, insulator | RAW | Others |  | SCULPTEO | 46 | 2 | 48 | 1.5 |  | 69 | 3 | 72
SPEC-1115 | PTS-1681 [SRF BS Tip] | RAW | Others |  | China Synergy Group | 312 | 0 | 312 | 0.23 |  | 71.76 | 0 | 71.76
SPEC-571 | CA EXTENSION SENSOR NTC | RAW | Others |  | BMA TECHNOLOGIES LTD | 58 | 29 | 87 | 0.81707 |  | 47.39 | 23.695 | 71.085
SPEC-1363 | WSRF-0003 [HMI_Power] | RAW | Others |  | BMA TECHNOLOGIES LTD | 20 | 13 | 33 | 2.15 |  | 43 | 27.95 | 70.95
SPEC-1104 | HSR-3000 18/6 [3M Heat Shrink Tubing, 18/6mm BK , -55<>135°C] | RAW | Others |  | ALSABE EFECTOS NAVALES E INDUSTRIALES SL | 10 | 0 | 10 | 7 |  | 70 | 0 | 70
SPEC-1172 | WHITE CELLULOSE PAPER ROLL | RAW | Others |  | ALSABE EFECTOS NAVALES E INDUSTRIALES SL | 5 | 0 | 5 | 14 |  | 70 | 0 | 70
SPEC-1232 | BOX OF NITRILE GLOVES SIZE 8 | RAW | Box |  | ALSABE EFECTOS NAVALES E INDUSTRIALES SL | 5 | 0 | 5 | 14 |  | 70 | 0 | 70
SPEC-1326 | 43645-0300 [Micro-Fit Female Crimp Connector Housing, 3mm Pitch, 3 Way, 1 Row] | RAW | Others |  | RS AMIDATA SAU | 100 | 0 | 100 | 0.691 |  | 69.1 | 0 | 69.1
SPEC-161 | Hex Socket Countersunk Head Screw, ISO 10642, M4 x 0.7 mm Thread, 16 mm Long, SS | RAW | Mechanized components | ALSABE EFECTOS NAVALES E INDUSTRIALES SL | ALSABE EFECTOS NAVALES E INDUSTRIALES SL | 1742 | 532 | 2274 | 0.03 |  | 52.26 | 15.96 | 68.22
SPEC-1235 | BLACK PALLET WRAPPING FILM ROLL | RAW | Others |  | ALSABE EFECTOS NAVALES E INDUSTRIALES SL | 8 | 0 | 8 | 8.5 |  | 68 | 0 | 68
SPEC-1072 | PTS-1198 [DS AC CHILLER TOP COVER] | RAW | Refrigerator |  | LASER GALICIA S.L. | 1 | 6 | 7 | 9.56 |  | 9.56 | 57.36 | 66.92
IFU-20 | Leaseir MHR Xcell Cosmetic Usage Protocol (Italian) | RAW | Others |  | TUKAN SOMOS IMPRESORES SLL | 9 | 0 | 9 | 7.3889 |  | 66.5 | 0 | 66.5
SPEC-649 | SRF rejilla del ventilador (Finger Guard 50x50) (farnell 2533088) | RAW | Others |  | FARNELL | 21 | 39 | 60 | 1.101 |  | 23.12 | 42.9371 | 66.0571
SPEC-1298 | PTS-1167 [FS applied cylinder] | RAW | Others |  | DONGGUAN ZHUOHANG LTD | 36 | 0 | 36 | 1.8269 |  | 65.77 | 0 | 65.77
SPEC-513 | Socket Head Screw, ISO 4762 M4 x 0.7 mm Thread, 40 mm Long, 20mm Thread length, SS | RAW | Mechanized components | ALSABE EFECTOS NAVALES E INDUSTRIALES SL | ALSABE EFECTOS NAVALES E INDUSTRIALES SL | 1060 | 34 | 1094 | 0.06 |  | 63.6 | 2.04 | 65.64
SPEC-846 | MHR Front foam | RAW | Others | ESPUMAENCASA Lastras, S.L. | ESPUMAENCASA LASTRAS, S.L. | 99 | 10 | 109 | 0.59273 |  | 58.68 | 5.9273 | 64.6073
SPEC-1175 | NURAL 10 [REPAIR PUTTY BAR, 110grs] | RAW | Others |  | ALSABE EFECTOS NAVALES E INDUSTRIALES SL | 4 | 0 | 4 | 16 |  | 64 | 0 | 64
SPEC-1365 | WSRF-0005 [Touch _Data] | RAW | Others |  | BMA TECHNOLOGIES LTD | 11 | 13 | 24 | 2.6664 |  | 29.33 | 34.6627 | 63.9927
SPEC-177 | Socket Head Screw, ISO 4762 M4 x 0.7 mm Thread, 10 mm Long, SS | RAW | Mechanized components |  | ALSABE EFECTOS NAVALES E INDUSTRIALES SL | 1538 | 45 | 1583 | 0.04 |  | 61.52 | 1.8 | 63.32
SPEC-624 | Socket Head Screw, ISO 4762, M2x0.4 mm Thread, 6 mm Long, SS | RAW | Mechanized components | ALSABE EFECTOS NAVALES E INDUSTRIALES SL | ALSABE EFECTOS NAVALES E INDUSTRIALES SL | 474 | 316 | 790 | 0.08 |  | 37.92 | 25.28 | 63.2
SPEC-333 | Straight Threaded Fitting M5_D4 - 3114 04 19 | RAW | Mechanized components | COMERCIAL BECANI SL | COMERCIAL BECANI S.L. | 15 | 0 | 15 | 4.2 |  | 63 | 0 | 63
SPEC-946 | Special plastic adhesive | RAW | Others | ALSABE EFECTOS NAVALES E INDUSTRIALES SL | ALSABE EFECTOS NAVALES E INDUSTRIALES SL | 7 | 0 | 7 | 8.99 |  | 62.93 | 0 | 62.93
SPEC-1390 | 022610 90 [Rounded head screw, DIN 603 A2/70, M10x90, SS] | RAW | Mechanized components |  | ALSABE EFECTOS NAVALES E INDUSTRIALES SL | 84 | 24 | 108 | 0.58 |  | 48.72 | 13.92 | 62.64
SPEC-959 | Tensioner, black | RAW | Others | ALSABE EFECTOS NAVALES E INDUSTRIALES SL | ALSABE EFECTOS NAVALES E INDUSTRIALES SL | 504 | 18 | 522 | 0.12 |  | 60.48 | 2.16 | 62.64
SPEC-1377 | WSRF-0017 [Vacuum_Pump] | RAW | Water pump |  | BMA TECHNOLOGIES LTD | 20 | 13 | 33 | 1.892 |  | 37.84 | 24.596 | 62.436
SPEC-1378 | WSRF-0018 [Hydraulic_Pump] | RAW | Water pump |  | BMA TECHNOLOGIES LTD | 20 | 13 | 33 | 1.892 |  | 37.84 | 24.596 | 62.436
SPEC-1064 | 1025U06R08 [Legris clear tube, OD:6mm, ID:4mm] | RAW | Others |  | COMERCIAL BECANI S.L. | 87.5 | 10 | 97.5 | 0.63703 |  | 55.74 | 6.3703 | 62.1103
SPEC-1432 | MC29375 [TERMINAL, BUTT SPLICE, CRIMP, BLUE] | RAW | Others |  | RS AMIDATA SAU | 236 | 204 | 440 | 0.14102 |  | 33.28 | 28.7675 | 62.0475
SPEC-514 | Hex Socket Countersunk Head Screw, ISO 10642, M3 x 0.5 mm Thread, 10 mm Long, SS | RAW | Mechanized components | ALSABE EFECTOS NAVALES E INDUSTRIALES SL | ALSABE EFECTOS NAVALES E INDUSTRIALES SL | 2982 | 106 | 3088 | 0.02 |  | 59.64 | 2.12 | 61.76
SPEC-439 | Mains IEC C20 Socket | RAW | Electronic components | RS AMIDATA SAU | FARNELL | 25 | 0 | 25 | 2.4632 |  | 61.58 | 0 | 61.58
SPEC-915 | 1/2, 6-32 Binding Head Screw, Steel | RAW | Mechanized components | MOUSER ELECTRONICS INCORPORATED | MOUSER ELECTRONICS INCORPORATED | 1089 | 29 | 1118 | 0.054995 |  | 59.89 | 1.5949 | 61.4849
SPEC-837 | QUAD-Aesth-BLEND-b Yellow Label - Italy | RAW | Others |  | TUKAN SOMOS IMPRESORES SLL | 102 | 0 | 102 | 0.6 |  | 61.2 | 0 | 61.2
SPEC-83 | Lasermet AP-32x16 (Laser Aperture) | RAW | Glasses | LASERMET LTD | LASERMET LTD | 372 | 28 | 400 | 0.15263 |  | 56.78 | 4.2738 | 61.0538
SPEC-814 | Plastic Zip Bag, 16 x 25 cm | RAW | Others | RAJAPACK, SA | RAJAPACK SA | 603 | 4 | 607 | 0.10008 |  | 60.35 | 0.40033 | 60.7503
SPEC-585 | Oversized Washer, DIN 9021, 6.4 mm ID, 18 mm OD,SS | RAW | Mechanized components | ALSABE EFECTOS NAVALES E INDUSTRIALES SL | ALSABE EFECTOS NAVALES E INDUSTRIALES SL | 1820 | 196 | 2016 | 0.03 |  | 54.6 | 5.88 | 60.48
SPEC-598 | Flat Tip Screw, ISO 4026, DIN 913, M4 x 0.7 mm Thread, 6 mm Long, SS | RAW | Mechanized components | ALSABE EFECTOS NAVALES E INDUSTRIALES SL | ALSABE EFECTOS NAVALES E INDUSTRIALES SL | 3008 | 0 | 3008 | 0.02 |  | 60.16 | 0 | 60.16
SPEC-896 | ADHESIVE TAPE 48mmx45m | RAW | Others | ALSABE EFECTOS NAVALES E INDUSTRIALES SL | ALSABE EFECTOS NAVALES E INDUSTRIALES SL | 24 | 0 | 24 | 2.5 |  | 60 | 0 | 60
SPEC-962 | HARA0501 [HC-300/500 PROBE 8cm] (sonda de temperatura) | RAW | Others | AQ-ARIUM SOLUTIONS, S.L | AQ-ARIUM SOLUTIONS S.L. | 4 | 0 | 4 | 15 |  | 60 | 0 | 60
SPEC-1336 | PTS-0262.001 [SRF Con Label Plate] | RAW | Others |  | LASER GALICIA S.L. | 30 | 40 | 70 | 0.85 |  | 25.5 | 34 | 59.5
SPEC-183 | Fitting Plug 8mm - 3126 08 00 | RAW | Mechanized components | COMERCIAL BECANI SL | COMERCIAL BECANI S.L. | 18 | 60 | 78 | 0.75611 |  | 13.61 | 45.3667 | 58.9767
SPEC-1147 | MHR/DS QR LABEL | RAW | Others |  | TUKAN SOMOS IMPRESORES SLL | 171 | 21 | 192 | 0.30298 |  | 51.81 | 6.3626 | 58.1726
SPEC-600 | Green/Yellow wire, UL1015,16AWG | RAW | Electronic components | FARNELL | FARNELL | 302.2 | 20.85 | 323.05 | 0.17876 |  | 54.02 | 3.7271 | 57.7471
SPEC-1132 | 255-6373 [FKM O-Ring, 59mm Bore, 62mm Outer Diameter] | RAW | Others |  | RS AMIDATA SAU | 133 | 0 | 133 | 0.43203 |  | 57.46 | 0 | 57.46
SPEC-127 | Locknut, ISO 10511 - M4 x 0.7 mm Thread, 5 mm High | RAW | Mechanized components | ALSABE EFECTOS NAVALES E INDUSTRIALES SL | ALSABE EFECTOS NAVALES E INDUSTRIALES SL | 1552 | 1310 | 2862 | 0.02 |  | 31.04 | 26.2 | 57.24
SPEC-737 | SINGLE-Aesth-810-b Yellow Label | RAW | Others |  | TUKAN SOMOS IMPRESORES SLL | 327 | 2 | 329 | 0.17364 |  | 56.78 | 0.34728 | 57.1273
SPEC-1157 | LEASEIR LOGO LABEL | RAW | Others |  | TUKAN SOMOS IMPRESORES SLL | 78 | 0 | 78 | 0.72795 |  | 56.78 | 0 | 56.78
SPEC-747 | MHR-b Aesth Calibration Port Label | RAW | Others |  | TUKAN SOMOS IMPRESORES SLL | 505 | 160 | 665 | 0.085109 |  | 42.98 | 13.6174 | 56.5974
SPEC-1349 | S-05-05-N [Magnetic disc Ø 5 mm, height 5 mm, holds approx. 940 g] | RAW | Others |  | SUPERMAGNETE (SU-LML) | 160 | 112 | 272 | 0.207 |  | 33.12 | 23.184 | 56.304
SPEC-1233 | BOX OF NITRILE GLOVES SIZE 9 | RAW | Box |  | ALSABE EFECTOS NAVALES E INDUSTRIALES SL | 4 | 0 | 4 | 14 |  | 56 | 0 | 56
SPEC-1187 | 201447-2400 [Male Crimp Terminal, 22AWG Min, 20AWG Max] | RAW | Others |  | RS AMIDATA SAU | 400 | 0 | 400 | 0.139 |  | 55.6 | 0 | 55.6
SPEC-960 | Plastic cord terminal (tapanudos) | RAW | Others | ALSABE EFECTOS NAVALES E INDUSTRIALES SL | ALSABE EFECTOS NAVALES E INDUSTRIALES SL | 1564 | 18 | 1582 | 0.035 |  | 54.74 | 0.63 | 55.37
SPEC-1113 | M20-9992046 [Pin Header, Board-to-Board, 2.54 mm, 1 Rows, 20 Contacts] | RAW | Others |  | FARNELL | 101 | 0 | 101 | 0.54792 |  | 55.34 | 0 | 55.34
SPEC-1425 | PMBL0BC [SOBRE BURBUJA 15x21] | RAW | Others |  | RAJAPACK SA | 101 | 0 | 101 | 0.54406 |  | 54.95 | 0 | 54.95
SPEC-529 | Norland Optical Adhesive - 68 | RAW | Optics/sapphires/prisms | ALSABE EFECTOS NAVALES E INDUSTRIALES SL | ALSABE EFECTOS NAVALES E INDUSTRIALES SL | 1 | 0 | 1 | 54.75 |  | 54.75 | 0 | 54.75
SPEC-901 | CLEAR DUCT TAPE 48mmx66m | RAW | Others | ALSABE EFECTOS NAVALES E INDUSTRIALES SL | ALSABE EFECTOS NAVALES E INDUSTRIALES SL | 28 | 0 | 28 | 1.95 |  | 54.6 | 0 | 54.6
SPEC-1449 | 02201503 [14AWG TS Wire, OD:2.9mm ,Color:Red] | RAW | Wires |  | LUX GIJON | 200 | 0 | 200 | 0.272 |  | 54.4 | 0 | 54.4
SPEC-96 | Molex 43025-0400 | RAW | Electronic components | FARNELL | FARNELL | 141 | 0 | 141 | 0.38298 |  | 54 | 0 | 54
SPEC-1159 | 255-6365 [FKM O-Ring O-Ring, 48mm Bore, 52mm Outer Diameter] | RAW | Others |  | RS AMIDATA SAU | 117 | 14 | 131 | 0.40402 |  | 47.27 | 5.6562 | 52.9262
SPEC-1226 | RSCB31ES [Adhesive closure bubble bag 18x30cm] | RAW | Others |  | RAJAPACK SA | 119 | 0 | 119 | 0.44 |  | 52.36 | 0 | 52.36
SPEC-195 | Locknut, DIN 985, M3 x 0.5 mm Thread, 4 mm High | RAW | Mechanized components | ALSABE EFECTOS NAVALES E INDUSTRIALES SL | ALSABE EFECTOS NAVALES E INDUSTRIALES SL | 1448 | 1160 | 2608 | 0.02 |  | 28.96 | 23.2 | 52.16
SPEC-832 | Plain Stainless Steel Hex Socket Grub Screw , DIN 916, M5 x 0.8 mm Thread x 12mm Long | RAW | Mechanized components | ALSABE EFECTOS NAVALES E INDUSTRIALES SL | ALSABE EFECTOS NAVALES E INDUSTRIALES SL | 1354 | 730 | 2084 | 0.025 |  | 33.85 | 18.25 | 52.1
SPEC-1387 | 186-3012 [USB 2.0 Cable, length 1.8m] | RAW | Wires |  | RS AMIDATA SAU | 6 | 0 | 6 | 8.65 |  | 51.9 | 0 | 51.9
SPEC-399 | 93655A416 [M3 x 0.50 mm Thread Size, 6 mm Hex Size, 5 mm Long, 18-8 SS, M-F Hex Standoff] | RAW | Others | ALSABE EFECTOS NAVALES E INDUSTRIALES SL | 0 | 198 | 0 | 198 | 0.255 |  | 50.49 | 0 | 50.49
SPEC-238 | Hex Socket Countersunk Head Screw, ISO 10642, M6 x 1.0 mm Thread, 20 mm Long, SS | RAW | Mechanized components | ALSABE EFECTOS NAVALES E INDUSTRIALES SL | ALSABE EFECTOS NAVALES E INDUSTRIALES SL | 590 | 248 | 838 | 0.06 |  | 35.4 | 14.88 | 50.28
SPEC-274 | Flat washer, ISO 7092 M3, 3.200 mm ID, 6 mm OD, SS | RAW | Mechanized components | ALSABE EFECTOS NAVALES E INDUSTRIALES SL | ALSABE EFECTOS NAVALES E INDUSTRIALES SL | 4314 | 689 | 5003 | 0.01 |  | 43.14 | 6.89 | 50.03
SPEC-1453 | BLP05H6350XRG [LDMOS power transistor, 350W] | RAW | Others |  | UNIVATEQ | 15 | 0 | 15 | 3.284 |  | 49.26 | 0 | 49.26
SPEC-1294 | PTS-1703 [SRF Fuse plate] | RAW | Others |  | TUKAN SOMOS IMPRESORES SLL | 14 | 0 | 14 | 3.5 |  | 49 | 0 | 49
SPEC-759 | Zip Bag (packing list/documents) | RAW | Others | ALSABE EFECTOS NAVALES E INDUSTRIALES SL | ALSABE EFECTOS NAVALES E INDUSTRIALES SL | 523 | 21 | 544 | 0.09 |  | 47.07 | 1.89 | 48.96
SPEC-198 | Socket Head Screw, ISO 4762, M4 x 0.7 mm Thread, 25 mm Long, SS | RAW | Mechanized components | ALSABE EFECTOS NAVALES E INDUSTRIALES SL | ALSABE EFECTOS NAVALES E INDUSTRIALES SL | 895 | 84 | 979 | 0.05 |  | 44.75 | 4.2 | 48.95
SPEC-1303 | PTS-1984 [SRF BS Electrode clip x2] | RAW | Others |  | SCULPTEO | 36 | 0 | 36 | 1.35 |  | 48.6 | 0 | 48.6
SPEC-321 | Socket Countersunk Head Screw, ISO 10642, M3 x 0.5 mm Thread, 8 mm Long, SS | RAW | Mechanized components | ALSABE EFECTOS NAVALES E INDUSTRIALES SL | ALSABE EFECTOS NAVALES E INDUSTRIALES SL | 2060 | 368 | 2428 | 0.02 |  | 41.2 | 7.36 | 48.56
SPEC-997 | 231303 [FEMALE TERM BLOCK PLUG 3POS 5.08MM] | RAW | Others |  | RS AMIDATA SAU | 26 | 0 | 26 | 1.8612 |  | 48.39 | 0 | 48.39
SPEC-1446 | 02201402 [16AWG TS Wire, OD:2.9mm ,Color:Gray] | RAW | Wires |  | LUX GIJON | 270 | 0 | 270 | 0.179 |  | 48.33 | 0 | 48.33
SPEC-762 | 20AWG TS Wire, OD:1.8mm, Color:Red | RAW | Electronic components | FARNELL | FARNELL | 200 | 0 | 200 | 0.241 |  | 48.2 | 0 | 48.2
SPEC-829 | UHU Plus endfest 2K 90 min | RAW | Others | ALSABE EFECTOS NAVALES E INDUSTRIALES SL | ALSABE EFECTOS NAVALES E INDUSTRIALES SL | 2 | 0 | 2 | 24 |  | 48 | 0 | 48
SPEC-897 | ADHESIVE TAPE 29mmx45m | RAW | Others | ALSABE EFECTOS NAVALES E INDUSTRIALES SL | ALSABE EFECTOS NAVALES E INDUSTRIALES SL | 32 | 0 | 32 | 1.5 |  | 48 | 0 | 48
SPEC-172 | Hex Socket Countersunk Head Screw,ISO 10642, M3 x 0.5 mm Thread, 5 mm Long,SS | RAW | Mechanized components |  | ALSABE EFECTOS NAVALES E INDUSTRIALES SL | 2094 | 276 | 2370 | 0.02 |  | 41.88 | 5.52 | 47.4
SPEC-1376 | WSRF-0016 [Generator_Fan] | RAW | Refrigerator |  | BMA TECHNOLOGIES LTD | 18 | 13 | 31 | 1.505 |  | 27.09 | 19.565 | 46.655
SPEC-834 | DUAL-Aesth-810-b Yellow Label - Italy | RAW | Others |  | TUKAN SOMOS IMPRESORES SLL | 160 | 0 | 160 | 0.28894 |  | 46.23 | 0 | 46.23
SPEC-1351 | 1N4148 [Switching Diode, 300mA 100V, 2-Pin DO-35] | RAW | Diode |  | FARNELL | 1480 | 0 | 1480 | 0.031 |  | 45.88 | 0 | 45.88
SPEC-1165 | TT0095.NG.C [Heat Shrink Tube, OD: 9.5mm, Color:Black] | RAW | Others |  | LUX GIJON | 43.6 | 0 | 43.6 | 1.0417 |  | 45.42 | 0 | 45.42
SPEC-786 | Heat Shrink Tube Ø1.6mm, -75ºC ~ +150ºC, Color:Black] | RAW | Electronic components | FARNELL | FARNELL | 15.2 | 0 | 15.2 | 2.9553 |  | 44.92 | 0 | 44.92
SPEC-1286 | PTS-2328 [Umbilical guide fastener] | RAW | Wires |  | NIRES (Ad3dtech S.L.) | 13 | 26 | 39 | 1.12 |  | 14.56 | 29.12 | 43.68
SPEC-911 | M3 nylon 6.6 sealing washer | RAW | Electronic components | RS AMIDATA SAU | RS AMIDATA SAU | 550 | 0 | 550 | 0.079 |  | 43.45 | 0 | 43.45
SPEC-342 | Plain Washer, ISO 7089, M5, 5.3 mm ID, 10 mm OD, SS | RAW | Mechanized components | ALSABE EFECTOS NAVALES E INDUSTRIALES SL | ALSABE EFECTOS NAVALES E INDUSTRIALES SL | 3182 | 1161 | 4343 | 0.01 |  | 31.82 | 11.61 | 43.43
SPEC-1344 | 534-238 [Insulated Ring Terminal, M3 Stud Size, 0.5mm² to 1.5mm² Wire Size, Red] | RAW | Wires |  | RS AMIDATA SAU | 310 | 80 | 390 | 0.10797 |  | 33.47 | 8.6374 | 42.1074
SPEC-813 | Plastic Zip Bag, 8x12 cm | RAW | Others | RAJAPACK, SA | ALSABE EFECTOS NAVALES E INDUSTRIALES SL | 414 | 5 | 419 | 0.1 |  | 41.4 | 0.5 | 41.9
SPEC-1081 | PTS-0632 [DS SERIAL COVER] | RAW | Frontal and Handpiece casing |  | TRANSGLASS | 15 | 4 | 19 | 2.2 |  | 33 | 8.8 | 41.8
UM-2 | Leaseir MHR Laser System Hair Removal Protocol (English) | RAW | Others |  | TUKAN SOMOS IMPRESORES SLL | 9 | 0 | 9 | 4.6222 |  | 41.6 | 0 | 41.6
SPEC-132 | Socket head cap screw, ISO 4762 M4 x 0.7 mm Thread, 10 mm Long | RAW | Mechanized components | ALSABE EFECTOS NAVALES E INDUSTRIALES SL | ALSABE EFECTOS NAVALES E INDUSTRIALES SL | 324 | 714 | 1038 | 0.04 |  | 12.96 | 28.56 | 41.52
SPEC-1274 | 91292A123 [Socket Head Screw, M3 x 0.5 mm Thread, 20 mm Long, SS] | RAW | Mechanized components |  | ALSABE EFECTOS NAVALES E INDUSTRIALES SL | 880 | 156 | 1036 | 0.04 |  | 35.2 | 6.24 | 41.44
SPEC-989 | AHR LTOP (Frontal adjustment bracket ) | RAW | Frontal and Handpiece casing |  | LASER GALICIA S.L. | 49 | 0 | 49 | 0.84 |  | 41.16 | 0 | 41.16
SPEC-1086 | PTS-1032 [DS FRONT COVER MOUNT R] | RAW | Frontal and Handpiece casing |  | LASER GALICIA S.L. | 9 | 4 | 13 | 3.1389 |  | 28.25 | 12.5556 | 40.8056
SPEC-1087 | PTS-1037 [DS FRONT COVER MOUNT L] | RAW | Frontal and Handpiece casing |  | LASER GALICIA S.L. | 9 | 4 | 13 | 3.1389 |  | 28.25 | 12.5556 | 40.8056
SPEC-696 | DUAL-Aesth-BLEND-b Yellow Label | RAW | Others |  | TUKAN SOMOS IMPRESORES SLL | 278 | 1 | 279 | 0.145 |  | 40.31 | 0.145 | 40.455
SPEC-272 | Socket Head Screw, ISO 4762 M8 x 1.25 mm Thread, 12 mm Long, SS | RAW | Mechanized components | ALSABE EFECTOS NAVALES E INDUSTRIALES SL | ALSABE EFECTOS NAVALES E INDUSTRIALES SL | 266 | 2 | 268 | 0.15 |  | 39.9 | 0.3 | 40.2
FMAT-4 | CONTENEDOR PLÁSTICO 120L AMARILLO | RAW | Others |  | INTECO ASTUR | 1 | 0 | 1 | 40 |  | 40 | 0 | 40
FMAT-5 | CONTENEDOR PLÁSTICO 120L AZUL | RAW | Others |  | INTECO ASTUR | 1 | 0 | 1 | 40 |  | 40 | 0 | 40
FMAT-6 | CONTENEDOR PLÁSTICO 120L VERDE | RAW | Others |  | INTECO ASTUR | 1 | 0 | 1 | 40 |  | 40 | 0 | 40
SPEC-1420 | PTS-1126 [SRF HP Cardboard box] | RAW | Box |  | RAJAPACK SA | 8 | 0 | 8 | 5 |  | 40 | 0 | 40
SPEC-1373 | WSRF-0013 [Valve_SF] | RAW | Others |  | BMA TECHNOLOGIES LTD | 18 | 13 | 31 | 1.29 |  | 23.22 | 16.77 | 39.99
SPEC-1374 | WSRF-0014 [Valve_Switch] | RAW | Others |  | BMA TECHNOLOGIES LTD | 18 | 13 | 31 | 1.29 |  | 23.22 | 16.77 | 39.99
SPEC-1375 | WSRF-0015 [Valve_BS] | RAW | Others |  | BMA TECHNOLOGIES LTD | 18 | 13 | 31 | 1.29 |  | 23.22 | 16.77 | 39.99
SPEC-1005 | PLACA BAHÍA AHR (90x70x10mm) | RAW | Others |  | COPLASNOR (SU-LML) | 96 | 0 | 96 | 0.4 |  | 38.4 | 0 | 38.4
SPEC-1456 | SRF Reeled wire | RAW | Wires |  | RS AMIDATA SAU | 5 | 0 | 5 | 7.68 |  | 38.4 | 0 | 38.4
SPEC-1216 | 51110-1050 [Milli-Grid Female Connector Housing, 2mm Pitch, 10 Way, 2 Row] | RAW | Others |  | RS AMIDATA SAU | 170 | 0 | 170 | 0.225 |  | 38.25 | 0 | 38.25
SPEC-1448 | 06901313 [18AWG TS Wire, OD:2.5mm,Color:Red] | RAW | Wires |  | LUX GIJON | 300 | 0 | 300 | 0.125 |  | 37.5 | 0 | 37.5
SPEC-1304 | BAHÍA MHR COMPLETA EQUALTIA | RAW | Others |  | 0 | 2 | 0 | 2 | 18.68 |  | 37.36 | 0 | 37.36
SPEC-925 | Emergency Stop Label | RAW | Others |  | TUKAN SOMOS IMPRESORES SLL | 107 | 0 | 107 | 0.34477 |  | 36.89 | 0 | 36.89
SPEC-1007 | REJILLA DE RESPIRACIÓN AHR 300x350x10mm | RAW | Others |  | COPLASNOR (SU-LML) | 8 | 0 | 8 | 4.5975 |  | 36.78 | 0 | 36.78
SPEC-899 | Desoldering Mesh 80-4-5, 2.8mm x 1.5m | RAW | Electronic components | RS AMIDATA SAU | RS AMIDATA SAU | 8 | 0 | 8 | 4.575 |  | 36.6 | 0 | 36.6
SPEC-322 | Socket Head Screw, ISO 4762 M3 x 0.5 mm Thread, 8 mm Long, SS | RAW | Mechanized components | ALSABE EFECTOS NAVALES E INDUSTRIALES SL | ALSABE EFECTOS NAVALES E INDUSTRIALES SL | 1242 | 580 | 1822 | 0.02 |  | 24.84 | 11.6 | 36.44
SPEC-769 | Gymcol Anaerobic Adhesive | RAW | Others | ALSABE EFECTOS NAVALES E INDUSTRIALES SL | ALSABE EFECTOS NAVALES E INDUSTRIALES SL | 1 | 0 | 1 | 36.41 |  | 36.41 | 0 | 36.41
SPEC-978 | 06900610 [20AWG TS Wire, OD:2.1mm ,Color:Black] | RAW | Wires |  | #N/A | 180.5 | 103 | 283.5 | 0.12842 |  | 23.18 | 13.2274 | 36.4074
SPEC-898 | MINI STRETCH FILM 23 MICRON 100MM X 125M | RAW | Others | ALSABE EFECTOS NAVALES E INDUSTRIALES SL | ALSABE EFECTOS NAVALES E INDUSTRIALES SL | 13 | 0 | 13 | 2.8 |  | 36.4 | 0 | 36.4
SPEC-1153 | QUAD HANDPIECE MHR LABEL | RAW | Others |  | TUKAN SOMOS IMPRESORES SLL | 139 | 4 | 143 | 0.25302 |  | 35.17 | 1.0121 | 36.1821
SPEC-1110 | 93805A256 [Threaded Rod, DIN 976, M4 x 0.7 mm Thread Size, 16 mm Long, SS] | RAW | Others |  | ALSABE EFECTOS NAVALES E INDUSTRIALES SL | 1198 | 0 | 1198 | 0.03 |  | 35.94 | 0 | 35.94
SPEC-1343 | 35507-0200 [Sherlock Female Connector Housing, 2mm Pitch, 2 Way, 1 Row] | RAW | Others |  | RS AMIDATA SAU | 291 | 12 | 303 | 0.11818 |  | 34.39 | 1.4181 | 35.8081
SPEC-601 | Plain Washer, ISO 7089, M3, 3.2mm ID, 7 mm OD, SS | RAW | Mechanized components | ALSABE EFECTOS NAVALES E INDUSTRIALES SL | ALSABE EFECTOS NAVALES E INDUSTRIALES SL | 5772 | 148 | 5920 | 0.0059997 |  | 34.63 | 0.88795 | 35.5179
SPEC-555 | Pan Head Screw, M3 x 0.50 mm Thread, 8mm Long, SS | RAW | Mechanized components | ALSABE EFECTOS NAVALES E INDUSTRIALES SL | ALSABE EFECTOS NAVALES E INDUSTRIALES SL | 232 | 4 | 236 | 0.15 |  | 34.8 | 0.6 | 35.4
SPEC-976 | 06900612 [22AWG TS Wire, OD:2.1mm ,Color:Gray] | RAW | Wires |  | #N/A | 335.5 | 0 | 335.5 | 0.10501 |  | 35.23 | 0 | 35.23
SPEC-975 | 06900611 [22AWG TS Wire, OD:2.1mm ,Color:White] | RAW | Wires |  | LUX GIJON | 333.5 | 0 | 333.5 | 0.10501 |  | 35.02 | 0 | 35.02
SPEC-1162 | 4,8x280mm cable tie | RAW | Wires |  | ALSABE EFECTOS NAVALES E INDUSTRIALES SL | 688 | 0 | 688 | 0.05 |  | 34.4 | 0 | 34.4
SPEC-1388 | 39.077/200 [RJ-45 data transmission connection, 2m, CAT6, 28AWG] | RAW | Others |  | LUX GIJON | 17 | 0 | 17 | 2 |  | 34 | 0 | 34
SPEC-917 | M3x4mm, Pozi Pan Steel Machine Screws DIN 7985 | RAW | Electronic components | RS AMIDATA SAU | RS AMIDATA SAU | 1100 | 0 | 1100 | 0.030727 |  | 33.8 | 0 | 33.8
SPEC-895 | PVC ADHESIVE TAPE - BLACK | RAW | Others | ALSABE EFECTOS NAVALES E INDUSTRIALES SL | ALSABE EFECTOS NAVALES E INDUSTRIALES SL | 41 | 0 | 41 | 0.8 |  | 32.8 | 0 | 32.8
SPEC-553 | Grower washer, M4, 4.4 mm ID, 7 mm OD, SS | RAW | Mechanized components | ALSABE EFECTOS NAVALES E INDUSTRIALES SL | ALSABE EFECTOS NAVALES E INDUSTRIALES SL | 2497 | 779 | 3276 | 0.01 |  | 24.97 | 7.79 | 32.76
SPEC-1038 | 31160400 [Union 4-4mm] | RAW | Others |  | COMERCIAL BECANI S.L. | 9 | 0 | 9 | 3.6378 |  | 32.74 | 0 | 32.74
SPEC-979 | 06900613 [20AWG TS Wire, OD:2.1mm ,Color:Red] | RAW | Wires |  | LUX GIJON | 238.5 | 13 | 251.5 | 0.12595 |  | 30.04 | 1.6374 | 31.6774
SPEC-894 | Alcohol for burning/Methanol - 1L | RAW | Others | ALSABE EFECTOS NAVALES E INDUSTRIALES SL | ALSABE EFECTOS NAVALES E INDUSTRIALES SL | 9 | 0 | 9 | 3.5 |  | 31.5 | 0 | 31.5
SPEC-271 | Flat washer, ISO 7092, M4, 4.300 mm ID, 8 mm OD | RAW | Mechanized components | ALSABE EFECTOS NAVALES E INDUSTRIALES SL | ALSABE EFECTOS NAVALES E INDUSTRIALES SL | 2223 | 885 | 3108 | 0.01 |  | 22.23 | 8.85 | 31.08
SPEC-509 | Rivet Nut M4 | RAW | Mechanized components | ALSABE EFECTOS NAVALES E INDUSTRIALES SL | ALSABE EFECTOS NAVALES E INDUSTRIALES SL | 232 | 4 | 236 | 0.13 |  | 30.16 | 0.52 | 30.68
SPEC-554 | Slotted Countersunk Head Screws, M3, Thread 12mm long, Nylon | RAW | Mechanized components | ESSENTRA Components S.L.U. | ALSABE EFECTOS NAVALES E INDUSTRIALES SL | 198 | 6 | 204 | 0.15 |  | 29.7 | 0.9 | 30.6
SPEC-1186 | 200277-1104 [Female PCB Connector Housing, 2.5mm Pitch, 1 Row] | RAW | Motherboard and wires |  | RS AMIDATA SAU | 83 | 0 | 83 | 0.36699 |  | 30.46 | 0 | 30.46
SPEC-965 | 094901 [Hydrating Conductor Spray, 250ml] | RAW | Others | KLEIN | LABORATORIOS KLEIN COSMÉTICA S.L.U. | 13 | 0 | 13 | 2.31 |  | 30.03 | 0 | 30.03
SPEC-967 | Flat Tip Screw, ISO 4026, DIN 913, M4 x 0.7 mm Thread, 16 mm Long, SS | RAW | Mechanized components | ALSABE EFECTOS NAVALES E INDUSTRIALES SL | ALSABE EFECTOS NAVALES E INDUSTRIALES SL | 1000 | 0 | 1000 | 0.03 |  | 30 | 0 | 30
SPEC-1036 | 3772 [2.0mm DC POWER JACK] | RAW | Others |  | ELECTRONIC GRUP (SU-LML) | 51 | 0 | 51 | 0.58804 |  | 29.99 | 0 | 29.99
SPEC-802 | Countersunk Pozidriv head wood screw ,ø3.5, 16 mm long | RAW | Mechanized components |  | ALSABE EFECTOS NAVALES E INDUSTRIALES SL | 2999 | 0 | 2999 | 0.01 |  | 29.99 | 0 | 29.99
SPEC-973 | 06900614 [20AWG TS Wire, OD:2.1mm ,Color:Yellow] | RAW | Wires |  | LUX GIJON | 193.75 | 90 | 283.75 | 0.10498 |  | 20.34 | 9.4483 | 29.7883
SPEC-642 | SRF Filter Mount Top | RAW | Others |  | 0 | 12 | 13 | 25 | 1.19 |  | 14.28 | 15.47 | 29.75
SPEC-985 | 02201506 [14AWG TS Wire, OD:2.9mm ,Color:Blue] | RAW | Wires |  | LUX GIJON | 108.5 | 0 | 108.5 | 0.27198 |  | 29.51 | 0 | 29.51
SPEC-580 | Flat Washer, ISO 7093, M5, 5.3 mm ID, 15 mm OD | RAW | Mechanized components | ALSABE EFECTOS NAVALES E INDUSTRIALES SL | ALSABE EFECTOS NAVALES E INDUSTRIALES SL | 1471.08 | 0 | 1471.08 | 0.019999 |  | 29.42 | 0 | 29.42
SPEC-1080 | 303-91-166 [Steel Finger Guard for 172mm Fan] | RAW | Refrigerator |  | RS AMIDATA SAU | 2 | 6 | 8 | 3.43 |  | 6.86 | 20.58 | 27.44
SPEC-982 | 02201406 [16AWG TS Wire, OD:2.9mm ,Color:Blue] | RAW | Wires |  | #N/A | 118.55 | 0 | 118.55 | 0.23003 |  | 27.27 | 0 | 27.27
SPEC-910 | Silicone Thermal Grease, 2W/m·K | RAW | Electronic components | RS AMIDATA SAU | RS AMIDATA SAU | 2 | 0 | 2 | 13.55 |  | 27.1 | 0 | 27.1
SPEC-239 | ISO 4762 M8 x 1.25 mm Thread, 20 mm Long | RAW | Others |  | ALSABE EFECTOS NAVALES E INDUSTRIALES SL | 168 | 102 | 270 | 0.1 |  | 16.8 | 10.2 | 27
SPEC-812 | Allen Wrench 2.5mm | RAW | Others | ALSABE EFECTOS NAVALES E INDUSTRIALES SL | ALSABE EFECTOS NAVALES E INDUSTRIALES SL | 117 | 1 | 118 | 0.22735 |  | 26.6 | 0.22735 | 26.8274
SPEC-1305 | BAHÍA AHR COMPLETA (Caliport AHR complete assembly) | RAW | Others |  | 0 | 6 | 0 | 6 | 4.45 |  | 26.7 | 0 | 26.7
SPEC-419 | Connector console cover | RAW | Frontal and Handpiece casing |  | DONGGUAN ZHUOHANG LTD | 2 | 0 | 2 | 13.285 |  | 26.57 | 0 | 26.57
SPEC-1461 | PTS-2244.001 [SRF Valves base] | RAW | Others |  | LASER GALICIA S.L. | 7 | 0 | 7 | 3.7 |  | 25.9 | 0 | 25.9
SPEC-1290 | HTSB-M3-15-5-2 [Standoff, M3 Thread, 15mm Body, Brass, Male/Female] | RAW | Others |  | ESSENTRA COMPONENTS S.L.U. | 20 | 52 | 72 | 0.356 |  | 7.12 | 18.512 | 25.632
SPEC-1154 | DUAL HANDPIECE MHR LABEL | RAW | Others |  | TUKAN SOMOS IMPRESORES SLL | 87 | 14 | 101 | 0.25322 |  | 22.03 | 3.5451 | 25.5751
SPEC-1060 | 0218008.HXP [Fuse, Cartridge, 8 A, 250 V, 5mm x 20mm] | RAW | Others |  | FARNELL | 8 | 12 | 20 | 1.25 |  | 10 | 15 | 25
SPEC-577 | Lasermet FDA AP-32x16 | RAW | Glasses | LASERMET LTD | LASERMET LTD | 47 | 8 | 55 | 0.45 |  | 21.15 | 3.6 | 24.75
SPEC-1190 | 43020-0201 [Micro-Fit 3.0 Male Connector Housing, 3mm Pitch, 2 Way, 2 Row] | RAW | Others |  | RS AMIDATA SAU | 71 | 0 | 71 | 0.34803 |  | 24.71 | 0 | 24.71
SPEC-983 | 02201400 [16AWG TS Wire, OD:2.9mm ,Color:Black] | RAW | Wires |  | LUX GIJON | 137 | 0 | 137 | 0.17898 |  | 24.52 | 0 | 24.52
SPEC-438DF | ASM-0408 [Fuse socket 5x20mm - Littelfuse Inc.- 82000000005] DEFECTUOSO | DEFECTIVE | Others |  | #N/A | 13 | 0 | 13 | 0 |  | 24.18 | 0 | 24.18
SPEC-1484 | 95.15.2SMA ZÓCALO Y CLIP [RELAY SOCKET, 8PIN, 10A, 250V, TH, BLUE] | RAW | Others |  | FARNELL | 15 | 0 | 15 | 1.6 |  | 24 | 0 | 24
SPEC-1083 | DS SMALL VINYL | RAW | Others |  | KAOS PUBLICIDAD | 18 | 6 | 24 | 0.98 |  | 17.64 | 5.88 | 23.52
SPEC-1451 | SRF DIN Rail | RAW | Others |  | ALSABE EFECTOS NAVALES E INDUSTRIALES SL | 8 | 0 | 8 | 2.83 |  | 22.64 | 0 | 22.64
SPEC-556 | Grower washer, M3, 3.4 mm ID, 5.6 mm OD, SS | RAW | Mechanized components | ALSABE EFECTOS NAVALES E INDUSTRIALES SL | ALSABE EFECTOS NAVALES E INDUSTRIALES SL | 2201 | 60 | 2261 | 0.01 |  | 22.01 | 0.6 | 22.61
SPEC-850 | Inox polishing paste | RAW | Others | ALSABE EFECTOS NAVALES E INDUSTRIALES SL | ALSABE EFECTOS NAVALES E INDUSTRIALES SL | 1 | 0 | 1 | 22.36 |  | 22.36 | 0 | 22.36
SPEC-323 | Hex Nut, DIN 934, M3 x 0.5 mm Thread, Zinc-Plated, Class 8 | RAW | Mechanized components | ESSENTRA Components S.L.U. | ALSABE EFECTOS NAVALES E INDUSTRIALES SL | 2160 | 36 | 2196 | 0.01 |  | 21.6 | 0.36 | 21.96
SPEC-1494 | DS Chiller Label | RAW | Refrigerator |  | 0 | 56 | 0 | 56 | 0.38607 |  | 21.62 | 0 | 21.62
SPEC-1254 | 550011023 [Inner Circlip I-23, DIN 472] | RAW | Others |  | ALSABE EFECTOS NAVALES E INDUSTRIALES SL | 118 | 26 | 144 | 0.15 |  | 17.7 | 3.9 | 21.6
SPEC-1444 | 0690061B [22AWG TS Wire, OD:2.1mm ,Color:Yellow/Green] | RAW | Wires |  | LUX GIJON | 200 | 0 | 200 | 0.105 |  | 21 | 0 | 21
SPEC-771 | Oversized Washer, DIN 9021, M5, 5.3 mm ID, 15 mm OD, SS | RAW | Mechanized components | ALSABE EFECTOS NAVALES E INDUSTRIALES SL | ALSABE EFECTOS NAVALES E INDUSTRIALES SL | 613 | 392 | 1005 | 0.02 |  | 12.26 | 7.84 | 20.1
SPEC-561 | O ring 3.5x2 | RAW | Electronic components | RS AMIDATA SAU | RS AMIDATA SAU | 283 | 0 | 283 | 0.07 |  | 19.81 | 0 | 19.81
SPEC-1267 | 97467A693 [M8 x 1.25 Rivet Nut 18-8 SS] | RAW | Mechanized components |  | ALSABE EFECTOS NAVALES E INDUSTRIALES SL | 90 | 8 | 98 | 0.2 |  | 18 | 1.6 | 19.6
SPEC-977 | 06900617 [22AWG TS Wire, OD:2.1mm ,Color:Brown] | RAW | Wires |  | LUX GIJON | 183.5 | 0 | 183.5 | 0.10501 |  | 19.27 | 0 | 19.27
SPEC-1247 | HSR-3000 24/8 [3M Heat Shrink Tubing, 24/8mm BK , -55<>135°C] | RAW | Others |  | ALSABE EFECTOS NAVALES E INDUSTRIALES SL | 5 | 0 | 5 | 3.716 |  | 18.58 | 0 | 18.58
SPEC-1006 | PLACA BAHÍA AHR (90x70x05mm) | RAW | Others |  | COPLASNOR (SU-LML) | 92 | 0 | 92 | 0.2 |  | 18.4 | 0 | 18.4
SPEC-872 | 2.5x100mm Cable Tie | RAW | Wires |  | ALSABE EFECTOS NAVALES E INDUSTRIALES SL | 1149 | 687 | 1836 | 0.01 |  | 11.49 | 6.87 | 18.36
SPEC-795 | Flat-tip Screw, DIN 913 , M6 x 1.0 mm Thread, 10 mm Long, SS | RAW | Mechanized components | ALSABE EFECTOS NAVALES E INDUSTRIALES SL | ALSABE EFECTOS NAVALES E INDUSTRIALES SL | 912 | 0 | 912 | 0.02 |  | 18.24 | 0 | 18.24
SPEC-1057 | MHR-a PCB Lambda Relay | RAW | Motherboard and wires |  | Eurocircuits (SU-LML) | 2 | 0 | 2 | 9.085 |  | 18.17 | 0 | 18.17
SPEC-871 | Flat Tip Screw, ISO 4026, DIN 913, M4 x 0.7 mm Thread, 10 mm Long, SS | RAW | Mechanized components | ALSABE EFECTOS NAVALES E INDUSTRIALES SL | ALSABE EFECTOS NAVALES E INDUSTRIALES SL | 267 | 33 | 300 | 0.06 |  | 16.02 | 1.98 | 18
SPEC-1445 | 02201404 [16AWG TS Wire, OD:2.9mm ,Color:Yellow] | RAW | Wires |  | #N/A | 100 | 0 | 100 | 0.179 |  | 17.9 | 0 | 17.9
SPEC-579 | Hex Socket Countersunk Head Screw, ISO 10642, M5 x 0.8 mm Thread, 20 mm Long, SS | RAW | Mechanized components | ALSABE EFECTOS NAVALES E INDUSTRIALES SL | ALSABE EFECTOS NAVALES E INDUSTRIALES SL | 184 | 166 | 350 | 0.05 |  | 9.2 | 8.3 | 17.5
SPEC-340 | Flat-tip Screw, DIN 913, M5 x 0.8 mm Thread, 6 mm Long, SS | RAW | Mechanized components | ALSABE EFECTOS NAVALES E INDUSTRIALES SL | ALSABE EFECTOS NAVALES E INDUSTRIALES SL | 1022 | 139 | 1161 | 0.015 |  | 15.33 | 2.085 | 17.415
SPEC-1020 | 14778631 [Umbilical metal bracket, tube 25mm] | RAW | Wires |  | ALSABE EFECTOS NAVALES E INDUSTRIALES SL | 34 | 0 | 34 | 0.50912 |  | 17.31 | 0 | 17.31
SPEC-836 | QUAD-Aesth-810-b Yellow Label - Italy | RAW | Others |  | TUKAN SOMOS IMPRESORES SLL | 68 | 0 | 68 | 0.25265 |  | 17.18 | 0 | 17.18
SPEC-1013 | AHR side protection foam, 640x350x10mm | RAW | Others |  | ESPUMAENCASA LASTRAS, S.L. | 31 | 0 | 31 | 0.54032 |  | 16.75 | 0 | 16.75
SPEC-616 | Hex Socket Countersunk Head Screw, ISO 10642, M5 x 0.8 mm Thread, 10 mm Long, SS | RAW | Mechanized components | ALSABE EFECTOS NAVALES E INDUSTRIALES SL | #N/A | 358 | 200 | 558 | 0.03 |  | 10.74 | 6 | 16.74
SPEC-1123 | 196-5396 [Nitrile Rubber O-Ring, 8mm Bore, 10mm Outer Diameter] | RAW | Others |  | ROEIRASA | 188 | 28 | 216 | 0.077021 |  | 14.48 | 2.1566 | 16.6366
SPEC-341 | Flat-tip Screw, ISO 4026 , M5 x 0.8 mm Thread, 10 mm Long, SS | RAW | Mechanized components | ALSABE EFECTOS NAVALES E INDUSTRIALES SL | ALSABE EFECTOS NAVALES E INDUSTRIALES SL | 474 | 72 | 546 | 0.03 |  | 14.22 | 2.16 | 16.38
UM-10 | Leaseir MHR Laser System 110 and 230 User Manual (Italian) | RAW | Others |  | TUKAN SOMOS IMPRESORES SLL | 2 | 0 | 2 | 7.995 |  | 15.99 | 0 | 15.99
UM-12 | Leaseir MHR Laser System Hair Removal Protocol (Italian) | RAW | Others |  | TUKAN SOMOS IMPRESORES SLL | 2 | 0 | 2 | 7.995 |  | 15.99 | 0 | 15.99
SPEC-124 | Hex countersunk head screw, ISO 10642 M5 x 0.8 mm Thread, 16 mm Long | RAW | Mechanized components | ALSABE EFECTOS NAVALES E INDUSTRIALES SL | ALSABE EFECTOS NAVALES E INDUSTRIALES SL | 312 | 66 | 378 | 0.04 |  | 12.48 | 2.64 | 15.12
SPEC-1459 | 810-HR Back Sitcker | RAW | Others |  | TUKAN SOMOS IMPRESORES SLL | 17 | 0 | 17 | 0.87882 |  | 14.94 | 0 | 14.94
SPEC-1129 | 2212S-20SG-85 [PCB Receptacle, Board-to-Board, 2.54 mm, 1 Rows, 20 Contacts] | RAW | Motherboard and wires |  | FARNELL | 34 | 0 | 34 | 0.41206 |  | 14.01 | 0 | 14.01
SPEC-806 | Molex Connector,1.00mm Pitch, Pico-Lock Receptacle Crimp Housing, Single Row, Positive Lock, 4 Circuits, Black | RAW | Electronic components | FARNELL | FARNELL | 100 | 0 | 100 | 0.14 |  | 14 | 0 | 14
SPEC-1107 | 43030-0001 [Micro-Fit 3.0 Series Female Crimp Terminal, 24AWG Min, 20AWG Max] | RAW | Others |  | RS AMIDATA SAU | 200 | 0 | 200 | 0.069 |  | 13.8 | 0 | 13.8
SPEC-1283 | 93805A259 [Threaded Rod, DIN 976, M8 x 1.25 mm Thread Size, 40 mm Long, SS] | RAW | Others |  | ALSABE EFECTOS NAVALES E INDUSTRIALES SL | 40 | 52 | 92 | 0.15 |  | 6 | 7.8 | 13.8
SPEC-1122 | 196-5541 [Nitrile Rubber O-Ring, 8mm Bore, 11.2mm Outer Diameter] | RAW | Others |  | ROEIRASA | 83 | 28 | 111 | 0.12108 |  | 10.05 | 3.3904 | 13.4404
KIT-2 | KIT EMBOLSADO PARA EMPAQUETADO DE EQUIPOS XCELL/XCELL COSMETIC 110V | RAW | Others |  | 0 | 2 | 0 | 2 | 6.555 |  | 13.11 | 0 | 13.11
SPEC-194 | Socket Head Screw, ISO 4762, M3 x 0.5 mm Thread, 10 mm Long, SS | RAW | Mechanized components | ALSABE EFECTOS NAVALES E INDUSTRIALES SL | ALSABE EFECTOS NAVALES E INDUSTRIALES SL | 372 | 264 | 636 | 0.02 |  | 7.44 | 5.28 | 12.72
SPEC-324 | Pan Head Screw, MOSS 0080150000VR M3x30, Thread Length 30.0 mm, PA | RAW | Mechanized components |  | ESSENTRA COMPONENTS S.L.U. | 83 | 0 | 83 | 0.15 |  | 12.45 | 0 | 12.45
SPEC-1002 | 1028 [DC Plug, 2.1x5.5mm] | RAW | Others |  | ELECTRONIC GRUP (SU-LML) | 65 | 0 | 65 | 0.186 |  | 12.09 | 0 | 12.09
SPEC-165 | Socket Head Screw, ISO 4762, M4 x 0.7 mm Thread, 35 mm Long, SS | RAW | Mechanized components | ALSABE EFECTOS NAVALES E INDUSTRIALES SL | ALSABE EFECTOS NAVALES E INDUSTRIALES SL | 232 | 4 | 236 | 0.05 |  | 11.6 | 0.2 | 11.8
SPEC-546 | Maximum Room Temperature | RAW | Others |  | TUKAN SOMOS IMPRESORES SLL | 34 | 0 | 34 | 0.31912 |  | 10.85 | 0 | 10.85
SPEC-1059 | MP008074 [SCREW, CHEESE HEAD SLOTTED, M3, 12MM] | RAW | Mechanized components |  | ALSABE EFECTOS NAVALES E INDUSTRIALES SL | 300 | 0 | 300 | 0.034 |  | 10.2 | 0 | 10.2
SPEC-728_es | Treatment Room Laser Radiation Poster - Spanish version | RAW | Others |  | TUKAN SOMOS IMPRESORES SLL | 10 | 0 | 10 | 1.01 |  | 10.1 | 0 | 10.1
FMAT-3 | SEPIOLITA SACO DE 20 KGs | RAW | Others |  | INTECO ASTUR | 1 | 0 | 1 | 10 |  | 10 | 0 | 10
SPEC-606 | Countersunk Washer, 5.3 mm ID, 16 mm OD, SS | RAW | Mechanized components | ALSABE EFECTOS NAVALES E INDUSTRIALES SL | ALSABE EFECTOS NAVALES E INDUSTRIALES SL | 318 | 178 | 496 | 0.02 |  | 6.36 | 3.56 | 9.92
SPEC-998 | 231633 [MALE TERM BLOCK PLUG 3POS 5.08MM] | RAW | Others |  | RS AMIDATA SAU | 4 | 0 | 4 | 2.4325 |  | 9.73 | 0 | 9.73
SPEC-626 | Hex Drive Flat Head screw, ISO 10642, M4x0.7 mm Thread, 10 mm Long, SS | RAW | Mechanized components | ALSABE EFECTOS NAVALES E INDUSTRIALES SL | ALSABE EFECTOS NAVALES E INDUSTRIALES SL | 80 | 272 | 352 | 0.027 |  | 2.16 | 7.344 | 9.504
SPEC-400 | Socket Head Screw, ISO 4762 M5 x 0.8 mm Thread, 12 mm Long, SS | RAW | Mechanized components | ALSABE EFECTOS NAVALES E INDUSTRIALES SL | ALSABE EFECTOS NAVALES E INDUSTRIALES SL | 232 | 4 | 236 | 0.04 |  | 9.28 | 0.16 | 9.44
SPEC-1315 | 123-1876 [Wera L Shape Metric, 4mm] | RAW | Others |  | ALSABE EFECTOS NAVALES E INDUSTRIALES SL | 27 | 0 | 27 | 0.3 |  | 8.1 | 0 | 8.1
SPEC-192 | Countersunk Head Screw, ISO 10642, M4 x 0.7 mm Thread, 8 mm Long, SS | RAW | Mechanized components | ALSABE EFECTOS NAVALES E INDUSTRIALES SL | ALSABE EFECTOS NAVALES E INDUSTRIALES SL | 198 | 0 | 198 | 0.04 |  | 7.92 | 0 | 7.92
SPEC-1177 | 1N5819 [40V 1A, Schottky Diode, 2-Pin DO-204AL] | RAW | Diode |  | RS AMIDATA SAU | 50 | 0 | 50 | 0.148 |  | 7.4 | 0 | 7.4
SPEC-1234 | 91292A121 [ISO 4762 M4 x 0.7 mm Thread, 20 mm Long] | RAW | Others |  | ALSABE EFECTOS NAVALES E INDUSTRIALES SL | 100 | 0 | 100 | 0.07 |  | 7 | 0 | 7
SPEC-1034 | 7427013 [Ferrite Ring Toroid Core] | RAW | Others |  | RS AMIDATA SAU | 6 | 0 | 6 | 1.16 |  | 6.96 | 0 | 6.96
SPEC-1222 | BVH-21T-P1.1 [Female Crimp Terminal, 22AWG Min, 18AWG Max] | RAW | Others |  | RS AMIDATA SAU | 100 | 0 | 100 | 0.062 |  | 6.2 | 0 | 6.2
SPEC-73 | DUAL 810-b Yellow Label | RAW | Others |  | TUKAN SOMOS IMPRESORES SLL | 32 | 7 | 39 | 0.14813 |  | 4.74 | 1.0369 | 5.7769
SPEC-74 | QUAD 810-b Yellow Label | RAW | Others |  | TUKAN SOMOS IMPRESORES SLL | 38 | 1 | 39 | 0.14789 |  | 5.62 | 0.14789 | 5.7679
SPEC-273 | ISO 4762 M3 x 0.5 mm Thread, 16 mm Long | RAW | Others |  | ALSABE EFECTOS NAVALES E INDUSTRIALES SL | 226 | 4 | 230 | 0.025 |  | 5.65 | 0.1 | 5.75
SPEC-1460 | Single Pro V Label | RAW | Others |  | TUKAN SOMOS IMPRESORES SLL | 31 | 0 | 31 | 0.18097 |  | 5.61 | 0 | 5.61
SPEC-940 | Leaseir SRF FS Handpiece Label | RAW | Others |  | 0 | 51 | 14 | 65 | 0.083922 |  | 4.28 | 1.1749 | 5.4549
SPEC-941 | Leaseir SRF BS Handpiece Label | RAW | Others |  | 0 | 51 | 14 | 65 | 0.083922 |  | 4.28 | 1.1749 | 5.4549
SPEC-1410 | QUICK GUIDE AHR (ENGLISH) | RAW | Others |  | TUKAN SOMOS IMPRESORES SLL | 5 | 0 | 5 | 1.076 |  | 5.38 | 0 | 5.38
SPEC-939 | Leaseir SRF FC Handpiece Label | RAW | Others |  | 0 | 51 | 12 | 63 | 0.083922 |  | 4.28 | 1.0071 | 5.2871
SPEC-1359 | PTS-1696 [SRF LML FC Label] | RAW | Others |  | TUKAN SOMOS IMPRESORES SLL | 18 | 0 | 18 | 0.28333 |  | 5.1 | 0 | 5.1
SPEC-1338 | PTS-1696 [SRF LML FS Label] | RAW | Others |  | TUKAN SOMOS IMPRESORES SLL | 18 | 0 | 18 | 0.28278 |  | 5.09 | 0 | 5.09
SPEC-1350 | PTS-1697 [SRF LML BS Label] | RAW | Others |  | TUKAN SOMOS IMPRESORES SLL | 18 | 0 | 18 | 0.28278 |  | 5.09 | 0 | 5.09
SPEC-325 | Warranty Seal | RAW | Others |  | SCULPTEO | 2 | 0 | 2 | 2.5 |  | 5 | 0 | 5
SPEC-231 | MHR-b Caliport Label QUAD | RAW | Others |  | TUKAN SOMOS IMPRESORES SLL | 33 | 0 | 33 | 0.15 |  | 4.95 | 0 | 4.95
SPEC-517 | Prevailing torque High Nut, M6 x 1.0 mm Thread, Class 8, Zinc-Plated Steel | RAW | Mechanized components |  | ALSABE EFECTOS NAVALES E INDUSTRIALES SL | 232 | 4 | 236 | 0.02 |  | 4.64 | 0.08 | 4.72
SPEC-457 | Prevailing Torque Nut, M3 x 0.5 mm Thread, 4 mm High, Class 8, Zinc Plated | RAW | Mechanized components | ALSABE EFECTOS NAVALES E INDUSTRIALES SL | ALSABE EFECTOS NAVALES E INDUSTRIALES SL | 176 | 44 | 220 | 0.02 |  | 3.52 | 0.88 | 4.4
SPEC-1352 | 196-5422 [Nitrile Rubber O-Ring O-Ring, 28mm Bore, 30mm Outer Diameter] | RAW | Others |  | RS AMIDATA SAU | 45 | 0 | 45 | 0.096 |  | 4.32 | 0 | 4.32
SPEC-233 | MHR-b Caliport Label DUAL | RAW | Others |  | TUKAN SOMOS IMPRESORES SLL | 28 | 0 | 28 | 0.14786 |  | 4.14 | 0 | 4.14
SPEC-128 | Hex countersunk head screw, ISO 10642 - M4 x 0.7 mm Thread, 20 mm Long | RAW | Mechanized components | ALSABE EFECTOS NAVALES E INDUSTRIALES SL | ALSABE EFECTOS NAVALES E INDUSTRIALES SL | 100 | 0 | 100 | 0.04 |  | 4 | 0 | 4
SPEC-1271 | [92125A196 Hex Drive Flat Head screw, ISO 10642, M4x0.7 mm Thread, 18 mm Long, SS] | RAW | Mechanized components |  | ALSABE EFECTOS NAVALES E INDUSTRIALES SL | 100 | 0 | 100 | 0.03 |  | 3 | 0 | 3
SPEC-596 | Flat Tip Screw, ISO 4026, DIN 913, M4 x 0.7 mm Thread, 8 mm Long, SS | RAW | Mechanized components | ALSABE EFECTOS NAVALES E INDUSTRIALES SL | ALSABE EFECTOS NAVALES E INDUSTRIALES SL | 35 | 40 | 75 | 0.04 |  | 1.4 | 1.6 | 3
SPEC-297 | Socket Head Screw, ISO 4762 M5 x 0.8 mm Thread, 6 mm Long, SS | RAW | Mechanized components |  | ALSABE EFECTOS NAVALES E INDUSTRIALES SL | 83 | 0 | 83 | 0.03494 |  | 2.9 | 0 | 2.9
SPEC-1105 | SVH-41T-P1.1 [Female Crimp Terminal, 20AWG Min, 16AWG Max] | RAW | Others |  | RS AMIDATA SAU | 41 | 0 | 41 | 0.060976 |  | 2.5 | 0 | 2.5
SPEC-552 | Grower Washer, M5, 5.4 mm ID, 8.8 mm OD, SS | RAW | Mechanized components | ALSABE EFECTOS NAVALES E INDUSTRIALES SL | ALSABE EFECTOS NAVALES E INDUSTRIALES SL | 232 | 4 | 236 | 0.01 |  | 2.32 | 0.04 | 2.36
SPEC-1262 | CRGH1206J100K [ CRGH 100k?, 1206 (3216M) Thick Film SMD Resistor ±5% 0.5W] | RAW | Others |  | RS AMIDATA SAU | 100 | 0 | 100 | 0.02 |  | 2 | 0 | 2
SPEC-764 | Plastic Braid OD:5.0mm, Color:Black | RAW | Electronic components | FARNELL | FARNELL | 4 | 0 | 4 | 0.485 |  | 1.94 | 0 | 1.94
SPEC-559 | Socket Head Screw, ISO 4762 M2 x 0.4 mm Thread, 12 mm Long, SS | RAW | Mechanized components | ALSABE EFECTOS NAVALES E INDUSTRIALES SL | ALSABE EFECTOS NAVALES E INDUSTRIALES SL | 22 | 24 | 46 | 0.04 |  | 0.88 | 0.96 | 1.84
SPEC-444 | Pan Head Screw, ISO 7045 M4 x 0.70 mm Thread, 6mm Long, SS | RAW | Mechanized components | ALSABE EFECTOS NAVALES E INDUSTRIALES SL | ALSABE EFECTOS NAVALES E INDUSTRIALES SL | 66 | 0 | 66 | 0.025 |  | 1.65 | 0 | 1.65
SPEC-1093 | PTS-0899 [DS COPPER STRIP] | RAW | Others |  | LASER GALICIA S.L. | 81 | 4 | 85 | 0.016049 |  | 1.3 | 0.064198 | 1.3642
MAT-1 | Wire label | RAW | Wires |  | TUKAN SOMOS IMPRESORES SLL | 11 | 0 | 11 | 0.1 |  | 1.1 | 0 | 1.1
SPEC-778 | Heat Shrink Tube, OD:2.5mm, Color:Black | RAW | Electronic components | FARNELL | FARNELL | 0.92 | 0 | 0.92 | 1.1957 |  | 1.1 | 0 | 1.1
SPEC-296 | Clevis Pin Plane Washer, ISO 7092 M5, 5.300 mm ID, 9.0 mm OD, SS | RAW | Mechanized components |  | ALSABE EFECTOS NAVALES E INDUSTRIALES SL | 64 | 4 | 68 | 0.01 |  | 0.64 | 0.04 | 0.68
SPEC-966 | Through Hole Resistor, 0.33 ohm | RAW | Electronic components | FARNELL | FARNELL | 1 | 0 | 1 | 0.51 |  | 0.51 | 0 | 0.51
SPEC-545 | LA_0005 v1 | RAW | Others |  | TUKAN SOMOS IMPRESORES SLL | 7 | 0 | 7 | 0.05 |  | 0.35 | 0 | 0.35
SPEC-450 | Prevailing Torque Nut, M4 x 0.7 mm Thread, 5.3 mm High, Class 8, Zinc Plated | RAW | Mechanized components | ALSABE EFECTOS NAVALES E INDUSTRIALES SL | ALSABE EFECTOS NAVALES E INDUSTRIALES SL | 11 | 17 | 28 | 0.01 |  | 0.11 | 0.17 | 0.28
SPEC-1090 | PTS-0184 [DS POLE] | RAW | Others |  | DONGGUAN ZHUOHANG LTD | 40 | 8 | 48 | 0.001 |  | 0.04 | 0.008 | 0.048
SPEC-1096 | PTS-1218 [MHR DS-B INSULATOR SPACER] | RAW | Others |  | DONGGUAN ZHUOHANG LTD | 19 | 16 | 35 | 0.0010526 |  | 0.02 | 0.016842 | 0.036842
FMAT-10 | ETIQUETA 79,9x33,6 mm, radio 4, 4 agujeros Ø3mm, PP Blanco, Brillo inkjet | RAW | Others |  | CONTROL TÁCTIL | 1.96 | 0 | 1.96 | 0.010204 |  | 0.02 | 0 | 0.02
SPEC-1012 | AHR Shipping crate | WIP | Others |  | ENCAJA EMBALAJES DE MADERA S.L. | 0 | 0 | 0 | 0 |  | 0 | 0 | 0
SPEC-1131 | PTS-0244 [SRF FC applied] | RAW | Others |  | #N/A | 0 | 24 | 24 | 0 |  | 0 | 0 | 0
SPEC-1192 | WIR-00002 [CA Power Suppl]y MAINS | RAW | Others |  | #N/A | 0 | 17 | 17 | 0 |  | 0 | 0 | 0
SPEC-1193 | WIR-00003 [CA 12V POWER RAIL] | RAW | Others |  | #N/A | 0 | 17 | 17 | 0 |  | 0 | 0 | 0
SPEC-1194 | WIR-00005 [CA 24V POWER SUPPLY] | RAW | Power Supply |  | #N/A | 0 | 17 | 17 | 0 |  | 0 | 0 | 0
SPEC-1195 | WIR-00008 [CA HMI and Thermostat 12V POWER SUPPLY] | RAW | Power Supply |  | #N/A | 0 | 17 | 17 | 0 |  | 0 | 0 | 0
SPEC-1196 | WIR-00009 [CA LASER HEAD POWER] | RAW | Others |  | #N/A | 0 | 17 | 17 | 0 |  | 0 | 0 | 0
SPEC-1197 | WIR-00011 [CA EMI Filter and Safety Interlocks] | RAW | Others |  | #N/A | 0 | 17 | 17 | 0 |  | 0 | 0 | 0
SPEC-1198 | WIR-00012 [CA Footswitch Harness] | RAW | Wires |  | #N/A | 0 | 17 | 17 | 0 |  | 0 | 0 | 0
SPEC-1199 | WIR-00016 [CA Power Supply POWER OUTPUT] | RAW | Power Supply |  | #N/A | 0 | 17 | 17 | 0 |  | 0 | 0 | 0
SPEC-1201 | WIR-00018 [CA Safety Switch Harness] | RAW | Wires |  | #N/A | 0 | 17 | 17 | 0 |  | 0 | 0 | 0
SPEC-1214 | PLACA PCB GATILLO (placa verde pequeña) | RAW | Motherboard and wires |  | #N/A | 0 | 209 | 209 | 0 |  | 0 | 0 | 0
SPEC-1225 | FTS-0647 [MHR-DS FRONT COVER] | RAW | Frontal and Handpiece casing |  | #N/A | 0 | 4 | 4 | 0 |  | 0 | 0 | 0
SPEC-1236 | PTS-2356 [SRF Back Cover - Hartings back] | RAW | Frontal and Handpiece casing |  | #N/A | 0 | 13 | 13 | 0 |  | 0 | 0 | 0
SPEC-1281 | 91292A129 [Socket Head Screw, ISO 4762 M5 x 0.8 mm Thread, 25 mm Long, SS] | RAW | Mechanized components |  | #N/A | 0 | 52 | 52 | 0 |  | 0 | 0 | 0
SPEC-1282 | 93805A259 [Threaded Rod, DIN 976, M4 x 0.7 mm Thread Size, 20 mm Long, SS] | RAW | Others |  | #N/A | 0 | 78 | 78 | 0 |  | 0 | 0 | 0
SPEC-129 | Socket head cap screw, ISO 4762 M5 x 0.8 mm Thread, 20 mm Long | RAW | Mechanized components | ALSABE EFECTOS NAVALES E INDUSTRIALES SL | #N/A | 0 | 104 | 104 | 0 |  | 0 | 0 | 0
SPEC-1291 | 15270 [Alphacool Cape Corp Coolplex HF Metal 25 - Chrome reservoir] | RAW | Others |  | AQUATUNING (SU-LML) | 0 | 13 | 13 | 0 |  | 0 | 0 | 0
SPEC-1318 | 3106 08 00 [Straight Tube-to-Tube Adaptor, Push In 8-8mm] | RAW | Others |  | #N/A | 0 | 13 | 13 | 0 |  | 0 | 0 | 0
SPEC-1341 | 92605A099 [Flat-tip Screw, DIN 913, M3 x 0.5 mm Thread, 5 mm Long, SS] | RAW | Mechanized components |  | #N/A | 0 | 96 | 96 | 0 |  | 0 | 0 | 0
SPEC-1342 | 92605A228 [Flat-tip Screw, DIN 913, M5 x 0.8 mm Thread, 5 mm Long, SS] | RAW | Mechanized components |  | #N/A | 0 | 24 | 24 | 0 |  | 0 | 0 | 0
SPEC-1346 | 92605A097 [Flat-tip Screw, DIN 913, M3 x 0.5 mm Thread, 3 mm Long, SS] | RAW | Mechanized components |  | #N/A | 0 | 48 | 48 | 0 |  | 0 | 0 | 0
SPEC-1347 | 91292A832 [Socket Head Screw, ISO 4762, M2x0.4 mm Thread, 8 mm Long, SS] | RAW | Mechanized components |  | #N/A | 0 | 48 | 48 | 0 |  | 0 | 0 | 0
SPEC-1414 | MHR DS Painted Crate Mount | WIP | Painting |  | LASER GALICIA S.L. | 0 | 6 | 6 | 0 |  | 0 | 0 | 0
SPEC-1433 | WIR-00013 [CA CA Touch Controller Harness] | RAW | Wires |  | #N/A | 0 | 17 | 17 | 0 |  | 0 | 0 | 0
SPEC-1438 | Conector 43020-0410 [Micro-Fit 3.0 Plug Housing, Dual Row, 4 Circuits, UL 94V-2, Panel Mount Ears, Glow-Wire Capable, Black] | RAW | Wires |  | #N/A | 0 | 6 | 6 | 0 |  | 0 | 0 | 0
SPEC-1481 | WIR-00023.001 [CA TOUCH DC IN] | RAW | Others |  | #N/A | 0 | 17 | 17 | 0 |  | 0 | 0 | 0
SPEC-1493 | AHR Cap Charger | RAW | Others |  | #N/A | 0 | 0 | 0 | 0 |  | 0 | 0 | 0
SPEC-1605 | PTS-2341.001 [BS Suction tip] | RAW | Others |  | PCB WAY (SU-LML) | 0 | 14 | 14 | 0 |  | 0 | 0 | 0
SPEC-1606 | PTS-2343.001 [BS Embedded Electrode] | RAW | Others |  | PCB WAY (SU-LML) | 0 | 28 | 28 | 0 |  | 0 | 0 | 0
SPEC-1609 | PTS-2403.001 [SRF FS Suction Tip] | RAW | Others |  | PCB WAY (SU-LML) | 0 | 14 | 14 | 0 |  | 0 | 0 | 0
SPEC-1610 | PTS-2405.001 [FS Electrode_left] | RAW | Others |  | PCB WAY (SU-LML) | 0 | 14 | 14 | 0 |  | 0 | 0 | 0
SPEC-1611 | PTS-2407.001 [FS Electrode_right] | RAW | Others |  | PCB WAY (SU-LML) | 0 | 14 | 14 | 0 |  | 0 | 0 | 0
SPEC-1616 | HV-31351 [SRF Pogopin Spring, OD:2.70mm, 25.30mm free length (0.1) | RAW | Others |  | #N/A | 0 | 56 | 56 | 0 |  | 0 | 0 | 0
SPEC-1618 | S-03-03-N [Magnetic disc Ø 3mm, height 3mm, holds approx. 330 g] (0.1) | RAW | Others |  | #N/A | 0 | 112 | 112 | 0 |  | 0 | 0 | 0
SPEC-208 | Tornillo M3x12 AV | RAW | Mechanized components |  | #N/A | 0 | 48 | 48 | 0 |  | 0 | 0 | 0
SPEC-301 | WIR-0101.001 (BMA BTHK760-0110) | RAW | Others |  | #N/A | 0 | 17 | 17 | 0 |  | 0 | 0 | 0
SPEC-306 | WIR-0104.001 (BMA BTHK760-0112) | RAW | Others |  | #N/A | 0 | 17 | 17 | 0 |  | 0 | 0 | 0
SPEC-308 | WIR-0106.001 (BMA BTHK760-0113) | RAW | Others |  | #N/A | 0 | 17 | 17 | 0 |  | 0 | 0 | 0
SPEC-309 | WIR-0107.001 (BMA BTHK760-0114) | RAW | Others |  | #N/A | 0 | 17 | 17 | 0 |  | 0 | 0 | 0
SPEC-363 | MHR b HP Cover R | RAW | Frontal and Handpiece casing |  | #N/A | 0 | 133 | 133 | 0 |  | 0 | 0 | 0
SPEC-4 | Crate Mount | WIP | Others |  | LASER GALICIA S.L. | 0 | 62 | 62 | 0 |  | 0 | 0 | 0
SPEC-421 | Connector M5 cotter | RAW | Others |  | #N/A | 0 | 4 | 4 | 0 |  | 0 | 0 | 0
SPEC-459OER | ASM Quad Tip | RAW | Others |  | #N/A | 0 | 0 | 0 | 0 |  | 0 | 0 | 0
SPEC-474 | PCB 12V Thermostat | RAW | Motherboard and wires | AMIYOLED | ELECTRONICA Y COMUNICACIONES NOROESTE S.L. | 0 | 18 | 18 | 0 |  | 0 | 0 | 0
SPEC-480110 | MHR 110 Wirings | RAW | Others |  | #N/A | 0 | 1 | 1 | 0 |  | 0 | 0 | 0
SPEC-485 | MHR Console label 230 - English version | WIP | Others |  | TUKAN SOMOS IMPRESORES SLL | 0 | 0 | 0 | 0 |  | 0 | 0 | 0
SPEC-486 | MHR Console label 110 - Spanish version | RAW | Others |  | #N/A | 0 | 4 | 4 | 0 |  | 0 | 0 | 0
SPEC-497 | Leaseir MHR Laser System Handpiece Single 810 - English version | WIP | Others |  | TUKAN SOMOS IMPRESORES SLL | 0 | 0 | 0 | 0 |  | 0 | 0 | 0
SPEC-500 | Leaseir MHR Laser System Handpiece Dual 810 - English version | WIP | Others |  | TUKAN SOMOS IMPRESORES SLL | 0 | 0 | 0 | 0 |  | 0 | 0 | 0
SPEC-503 | Leaseir MHR Laser System Handpiece Quad 810 - English version | RAW | Others |  | #N/A | 0 | 0 | 0 | 0 |  | 0 | 0 | 0
SPEC-698 | Dual-b, capillary | RAW | Others |  | #N/A | 0 | 250 | 250 | 0 |  | 0 | 0 | 0
SPEC-733 | Monocrom laser diode, 10 bars, 810 nm, 180A, 2000W | RAW | Diode | MONOCROM SL | #N/A | 0 | 0 | 0 | 2200 | SI | 0 | 0 | 0
SPEC-86 | Monocrom - LBS-8010-8x8-2-1S diode laser head | RAW | Diode | MONOCROM SL | #N/A | 0 | 0 | 0 | 2800 | SI | 0 | 0 | 0
SPEC-868 | MHR-b Hanger Port Mount | RAW | Others |  | #N/A | 0 | 220 | 220 | 0 |  | 0 | 0 | 0
SPEC-927 | Single-b 2024, capillary | RAW | Others |  | #N/A | 0 | 71 | 71 | 0 |  | 0 | 0 | 0
SPEC-942 | Leaseir SRF Console Label | WIP | Others |  | 0 | 0 | 13 | 13 | 0 |  | 0 | 0 | 0
SPEC-992 | VS-FC420SA10 [Transistor MOSFET, Canal N, 435 A, 100 V, 0.0013 ohm, 10 V, 2.9 V, SOT-227] | RAW | Others |  | FARNELL | 0 | 0 | 0 | 0 |  | 0 | 0 | 0
SPEC-993 | 2251113 [Discharge resistance, 47 ohms, WPRT Series, 50 W, ± 5%, Solder Tabs] | RAW | Others |  | #N/A | 0 | 0 | 0 | 0 |  | 0 | 0 | 0

## Bolsa_A_raw_stock
Codigo | Descripcion | Cantidad | Valor EUR | Categoria | Tipo | Proveedor | Prveedor
FMAT-1 | SUELO DE RETENCIÓN PARA BIDONES - 150L | 1 | 246.69 | RAW | Others |  | INTECO ASTUR
FMAT-10 | ETIQUETA 79,9x33,6 mm, radio 4, 4 agujeros Ø3mm, PP Blanco, Brillo inkjet | 1.96 | 0.02 | RAW | Others |  | CONTROL TÁCTIL
FMAT-11 | ROLLO UNIVERSAL 50x40cm | 1 | 83.65 | RAW | Others |  | CONTROL TÁCTIL
FMAT-2 | BANDEJA DE RETENCIÓN - 31L | 1 | 87 | RAW | Others |  | INTECO ASTUR
FMAT-3 | SEPIOLITA SACO DE 20 KGs | 1 | 10 | RAW | Others |  | INTECO ASTUR
FMAT-4 | CONTENEDOR PLÁSTICO 120L AMARILLO | 1 | 40 | RAW | Others |  | INTECO ASTUR
FMAT-5 | CONTENEDOR PLÁSTICO 120L AZUL | 1 | 40 | RAW | Others |  | INTECO ASTUR
FMAT-6 | CONTENEDOR PLÁSTICO 120L VERDE | 1 | 40 | RAW | Others |  | INTECO ASTUR
IFU-13 | Leaseir MHR Xcell Cosmetic User Manual (Italian) | 10 | 80.16 | RAW | Others |  | TUKAN SOMOS IMPRESORES SLL
IFU-14 | Leaseir MHR Xcell User Manual (Portuguese) | 18 | 217.36 | RAW | Others |  | TUKAN SOMOS IMPRESORES SLL
IFU-16 | Leaseir MHR Xcell Cosmetic Usage Protocol (English) | 10 | 76.23 | RAW | Others |  | TUKAN SOMOS IMPRESORES SLL
IFU-17 | Leaseir MHR Xcell Usage Protocol (English) | 22 | 228.94 | RAW | Others |  | TUKAN SOMOS IMPRESORES SLL
IFU-2_en | Leaseir MHR Xcell User Manual | 17 | 190.81 | RAW | Others |  | TUKAN SOMOS IMPRESORES SLL
IFU-20 | Leaseir MHR Xcell Cosmetic Usage Protocol (Italian) | 9 | 66.5 | RAW | Others |  | TUKAN SOMOS IMPRESORES SLL
IFU-21 | Leaseir MHR Xcell Protocolo de Uso (Portuguese) | 12 | 79.91 | RAW | Others |  | TUKAN SOMOS IMPRESORES SLL
IFU-27 | Leaseir MHR Xcell Cosmetic Usage Protocol (French) | 15 | 103.57 | RAW | Others |  | TUKAN SOMOS IMPRESORES SLL
IFU-3_en | Leaseir MHR Xcell Cosmetic User Manual (English) | 19 | 161.49 | RAW | Others |  | TUKAN SOMOS IMPRESORES SLL
IFU-4_es | Leaseir MHR Xcell Cosmetic Usage Protocol (Spanish) | 25 | 162.33 | RAW | Others |  | TUKAN SOMOS IMPRESORES SLL
IFU-6 | Leaseir MHR Xcell Cosmetic Manual de Usuario (Spanish) | 16 | 106.64 | RAW | Others |  | TUKAN SOMOS IMPRESORES SLL
IFU-8 | Leaseir MHR Xcell Cosmetic User Manual (French) | 22 | 151.03 | RAW | Others |  | TUKAN SOMOS IMPRESORES SLL
KIT-1 | KIT EMBOLSADO PARA EMPAQUETADO DE EQUIPOS XCELL/XCELL COSMETIC 220V | 52 | 275.5 | RAW | Others |  | 0
KIT-2 | KIT EMBOLSADO PARA EMPAQUETADO DE EQUIPOS XCELL/XCELL COSMETIC 110V | 2 | 13.11 | RAW | Others |  | 0
MAT-1 | Wire label | 11 | 1.1 | RAW | Wires |  | TUKAN SOMOS IMPRESORES SLL
OTH-2 | Microchip PIC18F8722-I/PT TQFP80 | 1190 | 8864.6 | RAW | Others |  | 0
SPEC-1 | MHR-b Top Tray | 100 | 1553 | RAW | Others |  | LASER GALICIA S.L.
SPEC-10 | MHR-b PS Enclosure | 106 | 1177.66 | RAW | Box |  | LASER GALICIA S.L.
SPEC-100 | Wheel | 208 | 3734.69 | RAW | Wheels | TENTE RUEDAS SA | TENTE RUEDAS SA
SPEC-100/DF | ASM-1564 [Tente - 5947 UAP 100 P30-11 RAL7001] DEFECTUOSO | 113 | 1783.14 | DEFECTIVE | Others |  | TENTE RUEDAS SA
SPEC-1000 | CARCASA FRONTAL AHR | 4 | 144.14 | RAW | Frontal and Handpiece casing |  | CN MOULDING (SU-LML)
SPEC-1001 | CARCASA SUPERIOR AHR | 29 | 919.99 | RAW | Others |  | CN MOULDING (SU-LML)
SPEC-1002 | 1028 [DC Plug, 2.1x5.5mm] | 65 | 12.09 | RAW | Others |  | ELECTRONIC GRUP (SU-LML)
SPEC-1003 | MARCO ORDENADOR (AHR) | 7 | 229.43 | RAW | Others |  | SCULPTEO
SPEC-1005 | PLACA BAHÍA AHR (90x70x10mm) | 96 | 38.4 | RAW | Others |  | COPLASNOR (SU-LML)
SPEC-1006 | PLACA BAHÍA AHR (90x70x05mm) | 92 | 18.4 | RAW | Others |  | COPLASNOR (SU-LML)
SPEC-1007 | REJILLA DE RESPIRACIÓN AHR 300x350x10mm | 8 | 36.78 | RAW | Others |  | COPLASNOR (SU-LML)
SPEC-1008 | 3136218 [Un-Filtered IEC Power Entry Module, IEC C14, 10A, 250 VAC, 2-Pole Switch] | 15 | 227.8 | RAW | Others |  | RS AMIDATA SAU
SPEC-1009 | PES-D18NO30D-P [Bahía M18 photo sensor] | 165 | 811.8 | RAW | Others |  | FARNELL
SPEC-1010 | PLACA RUEDAS POLIETILENO AHR 430x395x20mm | 10 | 152.57 | RAW | Wheels |  | COPLASNOR (SU-LML)
SPEC-1011 | 00770444 [Caster wheel, 5947UAP100P30-11 9002/3000/7015 2.0, white] | 50 | 789 | RAW | Wheels |  | TENTE RUEDAS SA
SPEC-1011/DF | 00770444 [Caster wheel, 5947UAP100P30-11 9002/3000/7015 2.0, white] DEFECTUOSO | 58 | 915.24 | DEFECTIVE | Wheels |  | TENTE RUEDAS SA
SPEC-1013 | AHR side protection foam, 640x350x10mm | 31 | 16.75 | RAW | Others |  | ESPUMAENCASA LASTRAS, S.L.
SPEC-1014 | AHR top protection foam, 350x200x30mm | 121 | 76.23 | RAW | Others |  | ESPUMAENCASA LASTRAS, S.L.
SPEC-1015 | AHR 220V Mains power cord 19.08.1018-50 | 14 | 104.21 | RAW | Others |  | RS AMIDATA SAU
SPEC-1016 | AHR Welcome pack box | 179 | 221.96 | RAW | Box |  | RAJAPACK SA
SPEC-1017 | switch foot - pedal redondo, wire 1,5mts | 246 | 1385.15 | RAW | Wires |  | WENZHOU BINGO (SU-LML)
SPEC-1018 | 831-3102 [AHR FEMALE TERM BLOCK PLUG 2POS 7.62MM] | 140 | 511 | RAW | Others |  | RS AMIDATA SAU
SPEC-1019 | 831-3202 [AHR MALE TERM BLOCK PLUG 2POS 7.62MM] | 148 | 551.44 | RAW | Others |  | RS AMIDATA SAU
SPEC-102 | Black Nylon Snap Rivet, 4mm - 255-9992 | 1496 | 217.86 | RAW | Electronic components | RS AMIDATA SAU | RS AMIDATA SAU
SPEC-1020 | 14778631 [Umbilical metal bracket, tube 25mm] | 34 | 17.31 | RAW | Wires |  | ALSABE EFECTOS NAVALES E INDUSTRIALES SL
SPEC-1021 | AHR COMPUTER LEVI HUMAN MACHINE INTERFACE | 89 | 9607.37 | RAW | Computer |  | WECON TECHNOLOGY (SU-LML)
SPEC-1022 | MSP-100-12 [AC/DC CONVERTER 12V 102W] | 7 | 276.92 | RAW | Others |  | RS AMIDATA SAU
SPEC-1023 | MSP-100-24 [AC/DC CONVERTER 24V 108W] | 9 | 313.2 | RAW | Others |  | RS AMIDATA SAU
SPEC-1025 | HR HANGER CONSOLE SIDE (SOPORTE PISTOLA ALUMIDE AHR) | 119 | 2025.38 | RAW | Others |  | SCULPTEO
SPEC-1026 | 231-310/026-000 [FEMALE TERM BLOCK PLUG 10POS 5.08MM] | 43 | 319.93 | RAW | Others |  | FARNELL
SPEC-1027 | HANGER PLUG AHR (SOPORTE PISTOLA AHR) (se entrega a Typi) | 100 | 1702 | RAW | Others |  | SCULPTEO
SPEC-1028 | VS-40HF20 [DIODE STANDARD 200V 40A DO203AB] | 17 | 108.8 | RAW | Diode |  | FARNELL
SPEC-1029 | 511099200563 [AHR RTAP cable 2+8x0.18mm² white, 100m roll] | 250 | 126 | RAW | Wires |  | LUX GIJON
SPEC-1030 | 74270090 [Ferrite Ring Axial Ferrite Bead] | 47 | 137.29 | RAW | Others |  | RS AMIDATA SAU
SPEC-1031 | 74271132 [Openable Ferrite Sleeve, 36.3 x 24.2 x 19.7mm] | 89 | 420.53 | RAW | Others |  | RS AMIDATA SAU
SPEC-1032 | 7427151 [Openable Ferrite Sleeve with key, 40 x 20 x 30mm] | 89 | 400.86 | RAW | Others |  | RS AMIDATA SAU
SPEC-1033 | 74272722 [Openable Ferrite Sleeve, 28 x 31 x 35.1mm] | 20 | 186.3 | RAW | Others |  | RS AMIDATA SAU
SPEC-1034 | 7427013 [Ferrite Ring Toroid Core] | 6 | 6.96 | RAW | Others |  | RS AMIDATA SAU
SPEC-1035 | AHR Textil cover | 6 | 155.4 | RAW | Frontal and Handpiece casing |  | EQUALTIA CENTRO ESP. EMPLEO
SPEC-1036 | 3772 [2.0mm DC POWER JACK] | 51 | 29.99 | RAW | Others |  | ELECTRONIC GRUP (SU-LML)
SPEC-1037 | 8388395 [CE Splice Connector, Insulated 12-10 AWG, 2.5-6 mm²] | 372 | 100.44 | RAW | Others |  | RS AMIDATA SAU
SPEC-1038 | 31160400 [Union 4-4mm] | 9 | 32.74 | RAW | Others |  | COMERCIAL BECANI S.L.
SPEC-1039 | 2L31002 [Metalworks - 2L31002 - Push in fitting RL31 Ø 4 1/8] | 155 | 303.8 | RAW | Others |  | COMERCIAL BECANI S.L.
SPEC-104 | Water pump | 290 | 167936.84 | RAW | Water pump | IWAKI EUROPE GMBH | IWAKI EUROPE GMBH
SPEC-1040 | 3107 04 00 [Fitting EQUAL CROSS 4mm] | 108 | 983.88 | RAW | Others |  | COMERCIAL BECANI S.L.
SPEC-1041 | 3140 04 00 [Fitting Y tube 4mm] | 40 | 158.4 | RAW | Others |  | COMERCIAL BECANI S.L.
SPEC-1042 | 3199 08 13 [Fitting 90º G 1/4''-8mm] | 22 | 73.75 | RAW | Others |  | COMERCIAL BECANI S.L.
SPEC-1043 | 09 14 006 0303 [x2 Hinged Frame 6B (A-B)] | 56 | 1181.04 | RAW | Mechanized components |  | COMERCIAL BECANI S.L.
SPEC-1044 | [X2 Locking lever] 09000005222 | 227 | 2096.34 | RAW | Others |  | COMERCIAL BECANI S.L.
SPEC-1045 | Front Cover Blind | 64 | 391.81 | RAW | Frontal and Handpiece casing |  | DONGGUAN ZHUOHANG LTD
SPEC-1046 | 1012673 [Alphacool Cape Corp Coolplex Pro 10LT reservoir] | 33 | 995.94 | RAW | Others |  | AQUATUNING (SU-LML)
SPEC-1047 | PTS-1305 [SRF Filter Cover] | 948 | 303.36 | RAW | Frontal and Handpiece casing |  | China Synergy Group
SPEC-1048 | BD-07 [Boden BD-07 Micro Piston pump] | 36 | 1800 | RAW | Water pump |  | BODENFLO (SU-LML)
SPEC-1049 | 3116670 [SRF Vacuum filter, 1/8" cpl] | 8 | 427.84 | RAW | Others |  | ALSABE EFECTOS NAVALES E INDUSTRIALES SL
SPEC-1051 | 09 14 000 6252 [Pneumatic female contact 3mm] | 1191 | 7122.18 | RAW | Others |  | COMERCIAL BECANI S.L.
SPEC-1052 | PTS-0248 [Umbilical HP FIT BS] | 35 | 349.56 | RAW | Wires |  | DONGGUAN ZHUOHANG LTD
SPEC-1053 | PTS-0247 [SRF HP FC Coupling] | 100 | 678 | RAW | Others |  | DONGGUAN ZHUOHANG LTD
SPEC-1054 | 09 14 006 0313 [x2 Hinged Frame 6B (a-b)] | 5 | 139.32 | RAW | Mechanized components |  | RS AMIDATA SAU
SPEC-1056 | LSR0952X0006 [MHR-a PCBA CONTROL BOARD] | 34 | 3292.9 | RAW | Motherboard and wires |  | ELECTRONICA Y COMUNICACIONES NOROESTE S.L.
SPEC-1057 | MHR-a PCB Lambda Relay | 2 | 18.17 | RAW | Motherboard and wires |  | Eurocircuits (SU-LML)
SPEC-1058 | 005.13.051 [M-F Spacer, M3x5x11, steel] | 800 | 336 | RAW | Others |  | ALSABE EFECTOS NAVALES E INDUSTRIALES SL
SPEC-1059 | MP008074 [SCREW, CHEESE HEAD SLOTTED, M3, 12MM] | 300 | 10.2 | RAW | Mechanized components |  | ALSABE EFECTOS NAVALES E INDUSTRIALES SL
SPEC-106 | Silentblock - 107083 | 824 | 1739.24 | RAW | Mechanized components | ROALDO TECNICAS DE FIJACION SL | ROALDO TECNICAS DE FIJACIÓN
SPEC-1060 | 0218008.HXP [Fuse, Cartridge, 8 A, 250 V, 5mm x 20mm] | 8 | 10 | RAW | Others |  | FARNELL
SPEC-1061 | S4BBB [Audio Connector, 3 Contacts, Jack, 6.35mm, PCB Mount, Nickel Plated Contacts] | 97 | 156.17 | RAW | Motherboard and wires |  | FARNELL
SPEC-1063 | 09 14 000 6353 [Connector Contact, Pneumatic, Out Dia 3mm, Pin, Crimp, Brass] | 28 | 482.44 | RAW | Others |  | RS AMIDATA SAU
SPEC-1064 | 1025U06R08 [Legris clear tube, OD:6mm, ID:4mm] | 87.5 | 55.74 | RAW | Others |  | COMERCIAL BECANI S.L.
SPEC-1065 | 1025U06R08 [Legris clear tube, OD:8mm, ID:5.5mm] | 197.5 | 202.44 | RAW | Others |  | COMERCIAL BECANI S.L.
SPEC-1067 | 3106 04 08 [Fitting Union 4-8 mm] | 130 | 464.1 | RAW | Others |  | COMERCIAL BECANI S.L.
SPEC-1068 | 8195 [PCB Terminal, Brass, 1.57 mm, Tin] | 253 | 89.87 | RAW | Motherboard and wires |  | MOUSER ELECTRONICS INCORPORATED
SPEC-1069 | PTS-1209 [DS AC CHILLER X BASE 1] | 5 | 163.1 | RAW | Refrigerator |  | LASER GALICIA S.L.
SPEC-107 | RAM Memory - AQD-SD3L2GN16-SQ1 | 94 | 2052.96 | RAW | Others | ADVANTECH EUROPE B.V. | Advantech Europe B.V.
SPEC-1070 | PTS-1204 [DS AC CHILLER X BASE 2] | 5 | 162.85 | RAW | Refrigerator |  | LASER GALICIA S.L.
SPEC-1071 | PTS-1195 [DS AC CHILLER TOP TRAY] | 4 | 509.76 | RAW | Refrigerator |  | DONGGUAN ZHUOHANG LTD
SPEC-1072 | PTS-1198 [DS AC CHILLER TOP COVER] | 1 | 9.56 | RAW | Refrigerator |  | LASER GALICIA S.L.
SPEC-1073 | [DS DEEP SCREW-ON FLUSH HANDLE, BLACK] | 36 | 371.08 | RAW | Mechanized components |  | ESSENTRA COMPONENTS S.L.U.
SPEC-1074 | PTS-1283 [EBM DS CHILLER MOUNT] | 8 | 75.2 | RAW | Refrigerator |  | LASER GALICIA S.L.
SPEC-1075 | PTS-1202 [DS AC CHILLER X BASE SPACER SQUARED] | 8 | 70.64 | RAW | Refrigerator |  | LASER GALICIA S.L.
SPEC-1076 | PTS-1193 [DS AC CHILLER PVC MOUNT] | 4 | 334.43 | RAW | Refrigerator |  | DONGGUAN ZHUOHANG LTD
SPEC-1077 | PTS-1192 [DS AC CHILLER COVER BASE] | 17 | 379.61 | RAW | Refrigerator |  | LASER GALICIA S.L.
SPEC-1078 | PTS-1200 [DS AC CHILLER COVER BACK] | 8 | 238.96 | RAW | Refrigerator |  | LASER GALICIA S.L.
SPEC-1079 | W2E142-BB01-01 [DS Axial fan,172x150x38mm] | 4 | 377.97 | RAW | Refrigerator |  | RS AMIDATA SAU
SPEC-108 | Connector x4 Hinged Frame - 09 14 016 0303 | 12 | 261.14 | RAW | Electronic components | FARNELL | FARNELL
SPEC-108/DF | PTS-0431 [Connector x4 Hinged Frame - Harting 09 14 016 0303] DEFECTUOSO | 122 | 1241.96 | DEFECTIVE | Harting connectors |  | RS AMIDATA SAU
SPEC-1080 | 303-91-166 [Steel Finger Guard for 172mm Fan] | 2 | 6.86 | RAW | Refrigerator |  | RS AMIDATA SAU
SPEC-1081 | PTS-0632 [DS SERIAL COVER] | 15 | 33 | RAW | Frontal and Handpiece casing |  | TRANSGLASS
SPEC-1082 | DS DATA LABEL | 258 | 339.53 | RAW | Others |  | TUKAN SOMOS IMPRESORES SLL
SPEC-1083 | DS SMALL VINYL | 18 | 17.64 | RAW | Others |  | KAOS PUBLICIDAD
SPEC-1084 | 300-13-153 [DPST, On-Off Rocker Switch Panel Mount] | 65 | 171.97 | RAW | Others |  | RS AMIDATA SAU
SPEC-1086 | PTS-1032 [DS FRONT COVER MOUNT R] | 9 | 28.25 | RAW | Frontal and Handpiece casing |  | LASER GALICIA S.L.
SPEC-1087 | PTS-1037 [DS FRONT COVER MOUNT L] | 9 | 28.25 | RAW | Frontal and Handpiece casing |  | LASER GALICIA S.L.
SPEC-1088 | PTS-1031 [DS MAIN MOUNT] | 22 | 617.76 | RAW | Others |  | LASER GALICIA S.L.
SPEC-1089 | PTS-0232 [DS SCREEN MOUNT] | 29 | 64.38 | RAW | Others |  | LASER GALICIA S.L.
SPEC-1090 | PTS-0184 [DS POLE] | 40 | 0.04 | RAW | Others |  | DONGGUAN ZHUOHANG LTD
SPEC-1091 | PTS-0182 [DS TOP TRAY] | 21 | 179.76 | RAW | Others |  | LASER GALICIA S.L.
SPEC-1092 | PTS-1277 [DS PS MOUNT] | 21 | 134.4 | RAW | Others |  | LASER GALICIA S.L.
SPEC-1093 | PTS-0899 [DS COPPER STRIP] | 81 | 1.3 | RAW | Others |  | LASER GALICIA S.L.
SPEC-1094 | PTS-0340 [DS CONNECTOR BOX] | 11 | 840 | RAW | Box |  | DONGGUAN ZHUOHANG LTD
SPEC-1095 | PTS-1217 [DS-B PUMP MOUNT] | 22 | 290.18 | RAW | Water pump |  | LASER GALICIA S.L.
SPEC-1096 | PTS-1218 [MHR DS-B INSULATOR SPACER] | 19 | 0.02 | RAW | Others |  | DONGGUAN ZHUOHANG LTD
SPEC-1097 | PTS-1279 [DS-B INSULATOR] | 3 | 308.78 | RAW | Others |  | DONGGUAN ZHUOHANG LTD
SPEC-1098 | TDEX6015/TH12G [DS Heatsink fan, 0.5K/W, 60 x 60 x 47mm] | 22 | 782.89 | RAW | Refrigerator |  | RS AMIDATA SAU
SPEC-1099 | 43020-0400 [Micro-Fit 3.0 Male Connector Housing, 3mm Pitch, 4 Way, 2 Row] | 389 | 170.42 | RAW | Others |  | RS AMIDATA SAU
SPEC-110 | Pneumatic contact female 4 mm - 09 14 000 6258 | 148 | 2228.34 | RAW | Electronic components | RS AMIDATA SAU | RS AMIDATA SAU
SPEC-1100 | PTS-1199 [DS AC CHILLER COVER FRONT] | 7 | 416.99 | RAW | Refrigerator |  | LASER GALICIA S.L.
SPEC-1101 | PTS-1203 [DS AC CHILLER X BASE SPACER DISC] | 34 | 47.06 | RAW | Refrigerator |  | LASER GALICIA S.L.
SPEC-1102 | PET8BK50MR [Sleeving, Braided, 12 mm, PE (Polyester), Black, 50 m] | 150 | 107.65 | RAW | Others |  | FARNELL
SPEC-1103 | HSR-3000 9/3 [3M Heat Shrink Tubing, 9/3mm BK , -55<>135°C] | 21 | 88.49 | RAW | Others |  | ALSABE EFECTOS NAVALES E INDUSTRIALES SL
SPEC-1104 | HSR-3000 18/6 [3M Heat Shrink Tubing, 18/6mm BK , -55<>135°C] | 10 | 70 | RAW | Others |  | ALSABE EFECTOS NAVALES E INDUSTRIALES SL
SPEC-1105 | SVH-41T-P1.1 [Female Crimp Terminal, 20AWG Min, 16AWG Max] | 41 | 2.5 | RAW | Others |  | RS AMIDATA SAU
SPEC-1107 | 43030-0001 [Micro-Fit 3.0 Series Female Crimp Terminal, 24AWG Min, 20AWG Max] | 200 | 13.8 | RAW | Others |  | RS AMIDATA SAU
SPEC-1108 | 43025-0600 [Micro-Fit 3.0 Receptacle Connector Housing, 3mm Pitch, 6 Way, 2 Row] | 395 | 155.64 | RAW | Others |  | RS AMIDATA SAU
SPEC-1109 | 126250 [CRM SYNERGIES Welding strip, 60% Sn 40% Pb, 1mm, 100GRMS] | 9 | 185.98 | RAW | Others |  | ALSABE EFECTOS NAVALES E INDUSTRIALES SL
SPEC-111 | Pneumatic female contact 3mm - 09 14 000 6257 | 360 | 3773.52 | RAW | Electronic components | RS AMIDATA SAU | ELECTRONICA EDIMAR
SPEC-1110 | 93805A256 [Threaded Rod, DIN 976, M4 x 0.7 mm Thread Size, 16 mm Long, SS] | 1198 | 35.94 | RAW | Others |  | ALSABE EFECTOS NAVALES E INDUSTRIALES SL
SPEC-1111 | 74270091 [Ferrite Core, Cylindrical, 386 ohm, 12.7 mm Length, 9.5 mm ID, 17.5 mm OD] | 118 | 253.47 | RAW | Others |  | FARNELL
SPEC-1112 | RT314012 [Relay, Power PCB Relay RT1 Series, Power, Non Latching, SPDT] | 88 | 326.48 | RAW | Motherboard and wires |  | FARNELL
SPEC-1113 | M20-9992046 [Pin Header, Board-to-Board, 2.54 mm, 1 Rows, 20 Contacts] | 101 | 55.34 | RAW | Others |  | FARNELL
SPEC-1114 | PTS-1178 [SRF Generator Heatsink] | 29 | 1449.79 | RAW | Others |  | DONGGUAN ZHUOHANG LTD
SPEC-1115 | PTS-1681 [SRF BS Tip] | 312 | 71.76 | RAW | Others |  | China Synergy Group
SPEC-1116 | PTS-1162 [SRF BS Tip Back] | 32 | 452.64 | RAW | Others |  | DONGGUAN ZHUOHANG LTD
SPEC-1117 | PTS-1161 [SRF BS RF Mount] | 9 | 158.75 | RAW | Others |  | DONGGUAN ZHUOHANG LTD
SPEC-1117/DF | PTS-1161 [SRF BS RF Mount] DEFECTUOSO | 56 | 1369.42 | DEFECTIVE | Others |  | PCB WAY (SU-LML)
SPEC-1118 | PTS-1182 [SFR Generator heatsink mount] | 22 | 470.05 | RAW | Others |  | DONGGUAN ZHUOHANG LTD
SPEC-1119 | KPEG242 [Transducer, Buzzer, Continuous, 70 dB, 4.1 kHz, Through Hole] | 83 | 84.66 | RAW | Others |  | FARNELL
SPEC-112 | Harting 09140022602 | 300 | 6045 | RAW | Harting connectors |  | RS AMIDATA SAU
SPEC-1120 | PRJ_501-1-50135_C1 [Generador PCB] | 6 | 5400 | RAW | Motherboard and wires |  | DIGITAL CORE (SU-LML)
SPEC-1120/DF | PRJ_501-1-50135_C1 [Generador PCB] DEFECTUOSO | 2 | 1800 | DEFECTIVE | Motherboard and wires |  | DIGITAL CORE (SU-LML)
SPEC-1121 | PTS-1927 [SRF BS Cover] | 385 | 146.3 | RAW | Frontal and Handpiece casing |  | China Synergy Group
SPEC-1122 | 196-5541 [Nitrile Rubber O-Ring, 8mm Bore, 11.2mm Outer Diameter] | 83 | 10.05 | RAW | Others |  | ROEIRASA
SPEC-1123 | 196-5396 [Nitrile Rubber O-Ring, 8mm Bore, 10mm Outer Diameter] | 188 | 14.48 | RAW | Others |  | ROEIRASA
SPEC-1124 | PTS-1164 [SRF BS applied] | 15 | 279.23 | RAW | Others |  | DONGGUAN ZHUOHANG LTD
SPEC-1125 | PTS-0258 [SRF FC Body] | 33 | 533.08 | RAW | Others |  | SCULPTEO
SPEC-1126 | PTS-0267 [SRF FC Wedge] | 22 | 450.56 | RAW | Others |  | DONGGUAN ZHUOHANG LTD
SPEC-1127 | PTS-1170 [SRF FS tip mount] | 6 | 78.25 | RAW | Others |  | DONGGUAN ZHUOHANG LTD
SPEC-1128 | PTS-1687 [SRF FS tip] | 828 | 149.04 | RAW | Others |  | China Synergy Group
SPEC-1129 | 2212S-20SG-85 [PCB Receptacle, Board-to-Board, 2.54 mm, 1 Rows, 20 Contacts] | 34 | 14.01 | RAW | Motherboard and wires |  | FARNELL
SPEC-1130 | 490-1317 [Peltier Module, 17.9W, 3.9A, 7.6V, 30 x 15mm] | 56 | 1186.61 | RAW | Others |  | RS AMIDATA SAU
SPEC-1132 | 255-6373 [FKM O-Ring, 59mm Bore, 62mm Outer Diameter] | 133 | 57.46 | RAW | Others |  | RS AMIDATA SAU
SPEC-1133 | 21KBTF06DPXGR [DS CHILLER FEMALE RECTUS FITTING, RED, Tube ID 6mm] | 6 | 73.44 | RAW | Refrigerator |  | COMERCIAL BECANI S.L.
SPEC-1134 | 21SBTF06DPXR [DS CHILLER MALE RECTUS FITTING, RED, Tube ID 6mm] | 5 | 52.07 | RAW | Refrigerator |  | COMERCIAL BECANI S.L.
SPEC-1135 | 21SBTF06DPXB [DS CHILLER MALE RECTUS FITTING, BLUE, Tube ID 6mm] | 5 | 52.09 | RAW | Refrigerator |  | COMERCIAL BECANI S.L.
SPEC-1136 | 21SBTF06DPXGB [DS CHILLER FEMALE RECTUS FITTING, BLUE, Tube ID 6mm] | 6 | 76.17 | RAW | Refrigerator |  | COMERCIAL BECANI S.L.
SPEC-1137 | PTS-1222 [SRF Gen Plate] | 19 | 219.64 | RAW | Others |  | LASER GALICIA S.L.
SPEC-1138 | PTS-1287 [SRF FC spacer cover] | 938 | 253.26 | RAW | Frontal and Handpiece casing |  | China Synergy Group
SPEC-1139 | MHR BLENDED HAIR REMOVAL PROTOCOL | 84 | 491.99 | RAW | Others |  | TUKAN SOMOS IMPRESORES SLL
SPEC-1140 | MHR BLENDED HAIR REMOVAL BROCHURE (ENGLISH) | 203 | 406 | RAW | Others |  | FOTOMECANICA PRINCIPADO (SU-LML)
SPEC-1141 | DS HIGH POWER DIODE LASER BROCHURE (ENGLISH) | 156 | 312 | RAW | Diode |  | FOTOMECANICA PRINCIPADO (SU-LML)
SPEC-1142 | DS HIGH POWER DIODE LASER BROCHURE (PORTUGUESE) | 90 | 180 | RAW | Diode |  | FOTOMECANICA PRINCIPADO (SU-LML)
SPEC-1143 | DS HIGH POWER DIODE LASER BROCHURE (SPANISH) | 261 | 482.85 | RAW | Diode |  | FOTOMECANICA PRINCIPADO (SU-LML)
SPEC-1144 | MHR HIGH POWER DIODE LASER BROCHURE (SPANISH) | 174 | 348 | RAW | Diode |  | FOTOMECANICA PRINCIPADO (SU-LML)
SPEC-1145 | MHR HIGH POWER DIODE LASER BROCHURE (FRENCH) | 100 | 185 | RAW | Diode |  | FOTOMECANICA PRINCIPADO (SU-LML)
SPEC-1146 | MHR HIGH POWER DIODE LASER BROCHURE (ITALIAN) | 104 | 208 | RAW | Diode |  | FOTOMECANICA PRINCIPADO (SU-LML)
SPEC-1147 | MHR/DS QR LABEL | 171 | 51.81 | RAW | Others |  | TUKAN SOMOS IMPRESORES SLL
SPEC-1148 | AHR QR LABEL | 1137 | 219.44 | RAW | Others |  | TUKAN SOMOS IMPRESORES SLL
SPEC-1149 | MHR 110 BACK COVER LABEL | 329 | 231.62 | RAW | Frontal and Handpiece casing |  | TUKAN SOMOS IMPRESORES SLL
SPEC-1150 | MHR 230 BACK COVER LABEL | 227 | 85.58 | RAW | Frontal and Handpiece casing |  | TUKAN SOMOS IMPRESORES SLL
SPEC-1151 | AHR 110 BACK COVER LABEL | 287 | 202.05 | RAW | Frontal and Handpiece casing |  | TUKAN SOMOS IMPRESORES SLL
SPEC-1152 | AHR 230 BACK COVER LABEL | 405 | 424.04 | RAW | Frontal and Handpiece casing |  | TUKAN SOMOS IMPRESORES SLL
SPEC-1153 | QUAD HANDPIECE MHR LABEL | 139 | 35.17 | RAW | Others |  | TUKAN SOMOS IMPRESORES SLL
SPEC-1154 | DUAL HANDPIECE MHR LABEL | 87 | 22.03 | RAW | Others |  | TUKAN SOMOS IMPRESORES SLL
SPEC-1155 | SINGLE HANDPIECE MHR LABEL | 374 | 94.62 | RAW | Others |  | TUKAN SOMOS IMPRESORES SLL
SPEC-1156 | 3D LEASEIR RESIN LOGO STICKER | 233 | 516.1 | RAW | Others |  | TUKAN SOMOS IMPRESORES SLL
SPEC-1157 | LEASEIR LOGO LABEL | 78 | 56.78 | RAW | Others |  | TUKAN SOMOS IMPRESORES SLL
SPEC-1159 | 255-6365 [FKM O-Ring O-Ring, 48mm Bore, 52mm Outer Diameter] | 117 | 47.27 | RAW | Others |  | RS AMIDATA SAU
SPEC-116 | MIO-2263E-S3A1E | 318 | 72298.66 | RAW | Others | ADVANTECH EUROPE B.V. | Advantech Europe B.V.
SPEC-1160 | MHR HIGH POWER DIODE LASER BROCHURE (ENGLISH) | 151 | 302 | RAW | Diode |  | FOTOMECANICA PRINCIPADO (SU-LML)
SPEC-1161 | LSR0952X0009 [PCBA Cap Charger LML] | 3 | 537.75 | RAW | Motherboard and wires |  | ELECTRONICA Y COMUNICACIONES NOROESTE S.L.
SPEC-1162 | 4,8x280mm cable tie | 688 | 34.4 | RAW | Wires |  | ALSABE EFECTOS NAVALES E INDUSTRIALES SL
SPEC-1163 | AHR Handpiece covers + hanger clip (2 carcasas + mecanizado Typi + soporte) | 9 | 1006.56 | RAW | Frontal and Handpiece casing |  | TECN Y PROY DE INGENIERÍA SL
SPEC-1164 | MHR HAIR REMOVAL PROTOCOL (SPANISH) | 97 | 688.99 | RAW | Others |  | TUKAN SOMOS IMPRESORES SLL
SPEC-1165 | TT0095.NG.C [Heat Shrink Tube, OD: 9.5mm, Color:Black] | 43.6 | 45.42 | RAW | Others |  | LUX GIJON
SPEC-1167 | TT0127.NG.C [Heat Shrink Tube, OD: 12.7mm, Color:Black] | 88 | 313.89 | RAW | Others |  | ALSABE EFECTOS NAVALES E INDUSTRIALES SL
SPEC-1168 | 2518193 [2.54mm 4 Way 1 Row Straight PCB Socket Strip] | 290 | 196.04 | RAW | Motherboard and wires |  | ALSABE EFECTOS NAVALES E INDUSTRIALES SL
SPEC-117 | HP sticker plate | 494 | 98.8 | RAW | Others |  | LASER GALICIA S.L.
SPEC-1170 | MHR QUICK START GUIDE WITH PEDAL (SPANISH) | 122 | 562.42 | RAW | Others |  | TUKAN SOMOS IMPRESORES SLL
SPEC-1171 | MHR QUICK START GUIDE WITHOUT PEDAL (SPANISH) | 101 | 217.25 | RAW | Others |  | TUKAN SOMOS IMPRESORES SLL
SPEC-1172 | WHITE CELLULOSE PAPER ROLL | 5 | 70 | RAW | Others |  | ALSABE EFECTOS NAVALES E INDUSTRIALES SL
SPEC-1173 | LSR0952X0026 [MANHATTAN PCB MODULE] | 27 | 553.5 | RAW | Motherboard and wires |  | ELECTRONICA Y COMUNICACIONES NOROESTE S.L.
SPEC-1175 | NURAL 10 [REPAIR PUTTY BAR, 110grs] | 4 | 64 | RAW | Others |  | ALSABE EFECTOS NAVALES E INDUSTRIALES SL
SPEC-1176 | SILVER KING LIQUID METAL COMPOUND | 8 | 160 | RAW | Others |  | ALSABE EFECTOS NAVALES E INDUSTRIALES SL
SPEC-1177 | 1N5819 [40V 1A, Schottky Diode, 2-Pin DO-204AL] | 50 | 7.4 | RAW | Diode |  | RS AMIDATA SAU
SPEC-1178 | TT0048.NG.C [Heat Shrink Tube, OD: 4.8mm, Color:Black] | 36 | 250.2 | RAW | Others |  | ALSABE EFECTOS NAVALES E INDUSTRIALES SL
SPEC-1179 | MHR HIGH POWER DIODE LASER BROCHURE (PORTUGUESE) | 99 | 183.15 | RAW | Diode |  | FOTOMECANICA PRINCIPADO (SU-LML)
SPEC-1180 | MHR HIGH POWER DIODE LASER BROCHURE (FRENCH) | 141 | 282 | RAW | Diode |  | FOTOMECANICA PRINCIPADO (SU-LML)
SPEC-1181 | MHR BLEND HIGH POWER DIODE LASER BROCHURE (SPANISH) | 179 | 331.15 | RAW | Diode |  | FOTOMECANICA PRINCIPADO (SU-LML)
SPEC-1182 | MHR QUICK START GUIDE WITH PEDAL (ENGLISH) | 61 | 281.21 | RAW | Others |  | TUKAN SOMOS IMPRESORES SLL
SPEC-1183 | SRF BROCHURE - FOLLETO SRF PLATAFORMA INTEGRAL CELULITE E REMODELAÇAO (PORTUGUÉS) | 107 | 197.2 | RAW | Others |  | TUKAN SOMOS IMPRESORES SLL
SPEC-1185 | LSR0952X0022 [MHR-A PBA MAIN BOARD] | 40 | 9462.8 | RAW | Motherboard and wires |  | ELECTRONICA Y COMUNICACIONES NOROESTE S.L.
SPEC-1186 | 200277-1104 [Female PCB Connector Housing, 2.5mm Pitch, 1 Row] | 83 | 30.46 | RAW | Motherboard and wires |  | RS AMIDATA SAU
SPEC-1187 | 201447-2400 [Male Crimp Terminal, 22AWG Min, 20AWG Max] | 400 | 55.6 | RAW | Others |  | RS AMIDATA SAU
SPEC-1188 | LSR0952X0020 [MHR-a PCBA HAND PIECE BUFFER] | 94 | 2956.3 | RAW | Motherboard and wires |  | #N/A
SPEC-119 | Fitting straight M5 to 6mm - 3181 04 19 | 123 | 451.9 | RAW | Mechanized components | COMERCIAL BECANI SL | COMERCIAL BECANI S.L.
SPEC-1190 | 43020-0201 [Micro-Fit 3.0 Male Connector Housing, 3mm Pitch, 2 Way, 2 Row] | 71 | 24.71 | RAW | Others |  | RS AMIDATA SAU
SPEC-1191 | Pedal guard | 26 | 1608.14 | RAW | Others | IRIS SPA ACCESORIOS DE HIDROMASAJE, SL | IRIS SPA ACCESORIOS DE HIDROMASAJE S.L.
SPEC-120 | Locknut, ISO 10511, M6 x 1.0 mm Thread, 6 mm High | 1280 | 64 | RAW | Mechanized components | ALSABE EFECTOS NAVALES E INDUSTRIALES SL | ALSABE EFECTOS NAVALES E INDUSTRIALES SL
SPEC-1202 | 43045-0412 [Micro-Fit 3.0 PCB Header, 4 Contact(s), 3.0mm Pitch, 2 Row(s), Shrouded] | 109 | 138.76 | RAW | Motherboard and wires |  | RS AMIDATA SAU
SPEC-1203 | PTS-0936 [DS-b back Cover] | 4 | 200 | RAW | Frontal and Handpiece casing |  | TECN Y PROY DE INGENIERÍA SL
SPEC-1206 | 5130.0201 [16 IEC Appliance Inlet C20 with Filter] | 117 | 2021.76 | RAW | Others |  | MOUSER ELECTRONICS INCORPORATED
SPEC-1207 | PTS-0541 [MHR DS FOAM BASE BLIND] | 15 | 105 | RAW | Others |  | ESPUMAENCASA LASTRAS, S.L.
SPEC-1208 | PTS-0543 [MHR DS FOAM BASE CUT] | 15 | 105 | RAW | Others |  | ESPUMAENCASA LASTRAS, S.L.
SPEC-1209 | PTS-0542 [MHR DS FOAM TOP] | 32 | 224 | RAW | Others |  | ESPUMAENCASA LASTRAS, S.L.
SPEC-1210 | PTS-0544 [MHR DS FOAM WEDGE] | 18 | 126 | RAW | Others |  | ESPUMAENCASA LASTRAS, S.L.
SPEC-1211 | 43045-0400 [Micro-Fit 3.0 Series Right Angle PCB Header, 4 Contact(s), 3.0mm Pitch, 2 Row(s), Shrouded] | 153 | 156.52 | RAW | Motherboard and wires |  | RS AMIDATA SAU
SPEC-1212 | PTS-0628 [DS QUICK CON COVER] | 25 | 411 | RAW | Frontal and Handpiece casing |  | LASER GALICIA S.L.
SPEC-1215 | 50394-8051 [Milli-Grid Female Crimp Terminal, 30AWG Min, 24AWG Max] | 500 | 88 | RAW | Others |  | RS AMIDATA SAU
SPEC-1216 | 51110-1050 [Milli-Grid Female Connector Housing, 2mm Pitch, 10 Way, 2 Row] | 170 | 38.25 | RAW | Others |  | RS AMIDATA SAU
SPEC-1217 | PETBK10B10 [Sleeving, Expandable, Braided, PE (Polyester), Black, 10 mm, 10 m, 32.8 ft] | 150 | 159.75 | RAW | Others |  | FARNELL
SPEC-1218 | 3180 08 00 [Y Tube-to-Tube Adaptor, Push In 8 mm] | 20 | 69.74 | RAW | Others |  | COMERCIAL BECANI S.L.
SPEC-1219 | 107271 [FLAT RUBBER PEDAL] | 6 | 166.62 | RAW | Others |  | FARNELL
SPEC-122 | Molex 43025-0200 Connector | 766 | 160.07 | RAW | Electronic components | FARNELL | FARNELL
SPEC-1220 | AD592CNZ [Temperature Sensor IC, Analogue, 0.5°C, -25 °C, 105 °C, TO-92, 3 Pins] | 25 | 657 | RAW | Others |  | RS AMIDATA SAU
SPEC-1222 | BVH-21T-P1.1 [Female Crimp Terminal, 22AWG Min, 18AWG Max] | 100 | 6.2 | RAW | Others |  | RS AMIDATA SAU
SPEC-1226 | RSCB31ES [Adhesive closure bubble bag 18x30cm] | 119 | 52.36 | RAW | Others |  | RAJAPACK SA
SPEC-123 | Locknut, ISO 10511 - M5 x 0.8 mm Thread, 5 mm High | 3647 | 109.41 | RAW | Mechanized components | ALSABE EFECTOS NAVALES E INDUSTRIALES SL | ALSABE EFECTOS NAVALES E INDUSTRIALES SL
SPEC-1230 | BOX OF NITRILE GLOVES SIZE 6 | 10 | 140 | RAW | Box |  | ALSABE EFECTOS NAVALES E INDUSTRIALES SL
SPEC-1232 | BOX OF NITRILE GLOVES SIZE 8 | 5 | 70 | RAW | Box |  | ALSABE EFECTOS NAVALES E INDUSTRIALES SL
SPEC-1233 | BOX OF NITRILE GLOVES SIZE 9 | 4 | 56 | RAW | Box |  | ALSABE EFECTOS NAVALES E INDUSTRIALES SL
SPEC-1234 | 91292A121 [ISO 4762 M4 x 0.7 mm Thread, 20 mm Long] | 100 | 7 | RAW | Others |  | ALSABE EFECTOS NAVALES E INDUSTRIALES SL
SPEC-1235 | BLACK PALLET WRAPPING FILM ROLL | 8 | 68 | RAW | Others |  | ALSABE EFECTOS NAVALES E INDUSTRIALES SL
SPEC-1237 | 09140006152 [Pneumatic contact male 3,0 mm] | 947 | 5646.02 | RAW | Others |  | COMERCIAL BECANI S.L.
SPEC-124 | Hex countersunk head screw, ISO 10642 M5 x 0.8 mm Thread, 16 mm Long | 312 | 12.48 | RAW | Mechanized components | ALSABE EFECTOS NAVALES E INDUSTRIALES SL | ALSABE EFECTOS NAVALES E INDUSTRIALES SL
SPEC-1240 | 31060400 [Fitting union 4-4mm] | 130 | 243.76 | RAW | Others |  | COMERCIAL BECANI S.L.
SPEC-1241 | 406190124000 [PCB Mount Power Relay, 12V dc Coil, 16A Switching Current, SPDT] | 23 | 102.35 | RAW | Motherboard and wires |  | RS AMIDATA SAU
SPEC-1244 | 51110-1450 [Milli-Grid Female Connector Housing, 2mm Pitch, 14 Way, 2 Row] | 483 | 152.63 | RAW | Others |  | RS AMIDATA SAU
SPEC-1247 | HSR-3000 24/8 [3M Heat Shrink Tubing, 24/8mm BK , -55<>135°C] | 5 | 18.58 | RAW | Others |  | ALSABE EFECTOS NAVALES E INDUSTRIALES SL
SPEC-1248 | CR2032 [CMOS 3V BATTERY] | 87 | 105.01 | RAW | Others |  | RS AMIDATA SAU
SPEC-1249 | AHR guía de inicio | 25 | 160.25 | RAW | Others |  | TUKAN SOMOS IMPRESORES SLL
SPEC-1250 | QUICK GUIDE AHR | 88 | 473.44 | RAW | Others |  | TUKAN SOMOS IMPRESORES SLL
SPEC-1251 | QT-8 [ Grey Elastomer 888mm Cable Grommet] (Pasamuros Icotek) | 45 | 74.52 | RAW | Wires |  | RS AMIDATA SAU
SPEC-1252 | 608-2RSL [ Single Row Deep Groove Ball Bearing- Both Sides Sealed 8mm I.D, 22mm O.D] | 25 | 150 | RAW | Others |  | ALSABE EFECTOS NAVALES E INDUSTRIALES SL
SPEC-1253 | 1712591 [M4 Anti Vibration Mount, Male to Female Bobbin, 5.5kg Compression Load] | 110 | 291.61 | RAW | Others |  | RS AMIDATA SAU
SPEC-1254 | 550011023 [Inner Circlip I-23, DIN 472] | 118 | 17.7 | RAW | Others |  | ALSABE EFECTOS NAVALES E INDUSTRIALES SL
SPEC-1255 | 91292A149 [[ISO 4762 M8 x 1.25 mm Thread, 30 mm Long]] | 970 | 291 | RAW | Others |  | ALSABE EFECTOS NAVALES E INDUSTRIALES SL
SPEC-1256 | C01200200880M [SRF BS Pogopin Spring, OD:3.05mm, 22.35mm free length] | 97 | 286.15 | RAW | Others |  | MUELLES INDUSTRIALES (SU-LML)
SPEC-1257 | C01200180620M [SRF FS Pogopin Spring, OD:3.05mm, 15.75mm free length] | 43 | 147.15 | RAW | Others |  | MUELLES INDUSTRIALES (SU-LML)
SPEC-1258 | PTS-1185 [SRF Gen Base] | 27 | 204.12 | RAW | Others |  | LASER GALICIA S.L.
SPEC-1259 | PTS-2242 [SRF Air pump base] | 20 | 91 | RAW | Water pump |  | LASER GALICIA S.L.
SPEC-1260 | 913-1049 [Jack Connector 6.35 mm Panel Mount Stereo Socket, 3Pole 5A] | 33 | 392.04 | RAW | Others |  | RS AMIDATA SAU
SPEC-1262 | CRGH1206J100K [ CRGH 100k?, 1206 (3216M) Thick Film SMD Resistor ±5% 0.5W] | 100 | 2 | RAW | Others |  | RS AMIDATA SAU
SPEC-1263 | 43030-0007 [Micro-Fit 3.0 Female Crimp Terminal, 24AWG Min, 20AWG Max] | 800 | 88.8 | RAW | Others |  | RS AMIDATA SAU
SPEC-1264 | PFX530 [Fixed rubber foot, diameter 19 mm, screws M5 x 30 mm] | 16 | 67.2 | RAW | Mechanized components |  | Amazon (SU-LML)
SPEC-1267 | 97467A693 [M8 x 1.25 Rivet Nut 18-8 SS] | 90 | 18 | RAW | Mechanized components |  | ALSABE EFECTOS NAVALES E INDUSTRIALES SL
SPEC-1268 | PTS-0701 [MHR-DS PLATFORM HP HANGER PORT] | 48 | 780 | RAW | Others |  | SCULPTEO
SPEC-1269 | PTS-1274 [SRF Connector x2 cover with rods] | 75 | 2645.35 | RAW | Frontal and Handpiece casing |  | DONGGUAN ZHUOHANG LTD
SPEC-127 | Locknut, ISO 10511 - M4 x 0.7 mm Thread, 5 mm High | 1552 | 31.04 | RAW | Mechanized components | ALSABE EFECTOS NAVALES E INDUSTRIALES SL | ALSABE EFECTOS NAVALES E INDUSTRIALES SL
SPEC-1271 | [92125A196 Hex Drive Flat Head screw, ISO 10642, M4x0.7 mm Thread, 18 mm Long, SS] | 100 | 3 | RAW | Mechanized components |  | ALSABE EFECTOS NAVALES E INDUSTRIALES SL
SPEC-1272 | 1817 00 10 [Cylindrical BSP female thread bushing G1/8, 19 mm] | 20 | 315.18 | RAW | Others |  | RS AMIDATA SAU
SPEC-1273 | 3102 06 08 [Pneumatic fitting, Snap-fit, 6-8 mm] | 25 | 114.62 | RAW | Others |  | RS AMIDATA SAU
SPEC-1274 | 91292A123 [Socket Head Screw, M3 x 0.5 mm Thread, 20 mm Long, SS] | 880 | 35.2 | RAW | Mechanized components |  | ALSABE EFECTOS NAVALES E INDUSTRIALES SL
SPEC-1275 | T28X190 [Motedis post 28x190, M8 threaded] | 74 | 98.79 | RAW | Others |  | MOTEDIS SLU
SPEC-1276 | 09 14 006 0361 [Han hinged frame plus, for 2 modules A-B] | 50 | 1056.3 | RAW | Mechanized components |  | COMERCIAL BECANI S.L.
SPEC-1277 | 159-1478 [Nitrile Rubber O-ring, Ø 1.6 mm x 8.5 m] | 97.5 | 91.35 | RAW | Others |  | ROEIRASA
SPEC-1278 | 176-2279 [pneumatic silencer, brass, 12 bar, threaded, male G 1/8] | 25 | 53.22 | RAW | Others |  | COMERCIAL BECANI S.L.
SPEC-1279 | VDW250-5G-2-01F-Q [Solenoid Valve, 3 port(s) , NO/NC, 24 V dc, 1/8in] | 12 | 241.49 | RAW | Others |  | RS AMIDATA SAU
SPEC-128 | Hex countersunk head screw, ISO 10642 - M4 x 0.7 mm Thread, 20 mm Long | 100 | 4 | RAW | Mechanized components | ALSABE EFECTOS NAVALES E INDUSTRIALES SL | ALSABE EFECTOS NAVALES E INDUSTRIALES SL
SPEC-1280 | ASM-1655 [SRF PCB PS] | 27 | 670.95 | RAW | Motherboard and wires |  | ELECTRONICA Y COMUNICACIONES NOROESTE S.L.
SPEC-1283 | 93805A259 [Threaded Rod, DIN 976, M8 x 1.25 mm Thread Size, 40 mm Long, SS] | 40 | 6 | RAW | Others |  | ALSABE EFECTOS NAVALES E INDUSTRIALES SL
SPEC-1284 | PTS-2249 [SRF Gen Mount] | 27 | 181.71 | RAW | Others |  | LASER GALICIA S.L.
SPEC-1285 | PTS-2309 [SRF Gen Box Top] | 23 | 236.09 | RAW | Box |  | LASER GALICIA S.L.
SPEC-1286 | PTS-2328 [Umbilical guide fastener] | 13 | 14.56 | RAW | Wires |  | NIRES (Ad3dtech S.L.)
SPEC-1287 | PTS-0242 [SRF Hanger Port R] | 39 | 235.01 | RAW | Others |  | NIRES (Ad3dtech S.L.)
SPEC-1288 | PTS-2329 [SRF Support Adapter_logo] | 62 | 112.22 | RAW | Others |  | NIRES (Ad3dtech S.L.)
SPEC-1289 | PTS-2332 [HP SRF Support] | 14 | 396.48 | RAW | Others |  | NIRES (Ad3dtech S.L.)
SPEC-1290 | HTSB-M3-15-5-2 [Standoff, M3 Thread, 15mm Body, Brass, Male/Female] | 20 | 7.12 | RAW | Others |  | ESSENTRA COMPONENTS S.L.U.
SPEC-1292 | PRJ_501-1-50110_C1 [SRF Control PCB] | 11 | 2533.3 | RAW | Motherboard and wires |  | ELECTRONICA Y COMUNICACIONES NOROESTE S.L.
SPEC-1293 | PRJ_501-1-50114_B1 [SRF RF PCB] | 13 | 4866.29 | RAW | Motherboard and wires |  | ELECTRONICA Y COMUNICACIONES NOROESTE S.L.
SPEC-1294 | PTS-1703 [SRF Fuse plate] | 14 | 49 | RAW | Others |  | TUKAN SOMOS IMPRESORES SLL
SPEC-1295 | PTS-0263 [SRF umbilical ferrule] | 127 | 919.1 | RAW | Wires |  | DONGGUAN ZHUOHANG LTD
SPEC-1296 | PTS-1169 [FS Tip back] | 24 | 287.42 | RAW | Others |  | DONGGUAN ZHUOHANG LTD
SPEC-1297 | PTS-2257 [SRF FS Spring holder] | 41 | 244.45 | RAW | Others |  | DONGGUAN ZHUOHANG LTD
SPEC-1298 | PTS-1167 [FS applied cylinder] | 36 | 65.77 | RAW | Others |  | DONGGUAN ZHUOHANG LTD
SPEC-1299 | PTS-1937 [FS Applier copper] | 24 | 410.46 | RAW | Others |  | DONGGUAN ZHUOHANG LTD
SPEC-130 | Rivet nut, M4 x 0.70, 18-8 SS | 2094 | 544.44 | RAW | Mechanized components | ALSABE EFECTOS NAVALES E INDUSTRIALES SL | ALSABE EFECTOS NAVALES E INDUSTRIALES SL
SPEC-1300 | PTS-2252 [SRF BS Spring holder] | 32 | 287.23 | RAW | Others |  | DONGGUAN ZHUOHANG LTD
SPEC-1301 | PTS-0260 [SRF Umbillical Cover] | 91 | 2226.5 | RAW | Frontal and Handpiece casing |  | DONGGUAN ZHUOHANG LTD
SPEC-1302 | PTS-1090 [SRF Switch Holder] | 97 | 145.5 | RAW | Others |  | SCULPTEO
SPEC-1303 | PTS-1984 [SRF BS Electrode clip x2] | 36 | 48.6 | RAW | Others |  | SCULPTEO
SPEC-1304 | BAHÍA MHR COMPLETA EQUALTIA | 2 | 37.36 | RAW | Others |  | 0
SPEC-1305 | BAHÍA AHR COMPLETA (Caliport AHR complete assembly) | 6 | 26.7 | RAW | Others |  | 0
SPEC-1308 | PTS-0261 [SRF Con Label Cover] | 69 | 117.84 | RAW | Frontal and Handpiece casing |  | TRANSGLASS
SPEC-1314 | PTS-1086 [SRF Hanger Pocket Blind] | 5 | 26.9 | RAW | Others |  | SCULPTEO
SPEC-1315 | 123-1876 [Wera L Shape Metric, 4mm] | 27 | 8.1 | RAW | Others |  | ALSABE EFECTOS NAVALES E INDUSTRIALES SL
SPEC-1317 | 680S3W3103L401 [3 Way Panel Mount D-sub Connector Plug, 6.85mm Pitch] | 92 | 799.76 | RAW | Others |  | FARNELL
SPEC-1319 | 1100U06R08 [Legris clear tube OD 6mm] | 211.65 | 200.64 | RAW | Others |  | COMERCIAL BECANI S.L.
SPEC-132 | Socket head cap screw, ISO 4762 M4 x 0.7 mm Thread, 10 mm Long | 324 | 12.96 | RAW | Mechanized components | ALSABE EFECTOS NAVALES E INDUSTRIALES SL | ALSABE EFECTOS NAVALES E INDUSTRIALES SL
SPEC-1320 | 1100U08R08 [Legris clear tube OD 8mm] | 214.25 | 323.95 | RAW | Others |  | COMERCIAL BECANI S.L.
SPEC-1324 | 970-015-030R121 [Zinc D Sub Backshell, 15 Way] | 61 | 402.6 | RAW | Others |  | RS AMIDATA SAU
SPEC-1326 | 43645-0300 [Micro-Fit Female Crimp Connector Housing, 3mm Pitch, 3 Way, 1 Row] | 100 | 69.1 | RAW | Others |  | RS AMIDATA SAU
SPEC-1327 | DE09S064TLF [9 Way Panel Mount D-sub Connector Socket, 2.74mm Pitch] | 224 | 100.8 | RAW | Others |  | RS AMIDATA SAU
SPEC-133 | Motedis 28x515mm M8 | 102 | 391.27 | RAW | Others | MOTEDIS SLU | MOTEDIS SLU
SPEC-1333 | ASM-0332.001 [PCBA HP BS Board] | 87 | 1678.41 | RAW | Motherboard and wires |  | ELECTRONICA Y COMUNICACIONES NOROESTE S.L.
SPEC-1334 | ASM-0335.001 [PCBA SRF Suction Sense] | 51 | 1974.72 | RAW | Motherboard and wires |  | ELECTRONICA Y COMUNICACIONES NOROESTE S.L.
SPEC-1335 | 1A-004-14 [Lt. Gray Vacuum Drain Tubing 7/16" PVC] | 168.25 | 364.26 | RAW | Others |  | FREELIN-WADE A COILHOSE CO.
SPEC-1336 | PTS-0262.001 [SRF Con Label Plate] | 30 | 25.5 | RAW | Others |  | LASER GALICIA S.L.
SPEC-1337 | PTS-1926 [SRF HP Cover R] | 322 | 279.48 | RAW | Frontal and Handpiece casing |  | China Synergy Group
SPEC-1338 | PTS-1696 [SRF LML FS Label] | 18 | 5.09 | RAW | Others |  | TUKAN SOMOS IMPRESORES SLL
SPEC-1339 | PTS-1925 [SRF HP Cover L] | 317 | 275.14 | RAW | Frontal and Handpiece casing |  | China Synergy Group
SPEC-134 | Socket head cap screw, ISO 4762 M8 x 1.25 mm Thread, 16 mm Long | 4007 | 320.56 | RAW | Mechanized components | ALSABE EFECTOS NAVALES E INDUSTRIALES SL | ALSABE EFECTOS NAVALES E INDUSTRIALES SL
SPEC-1340 | ASM-2259 [PCB pogopin FS] | 96 | 757.15 | RAW | Motherboard and wires |  | PCB WAY (SU-LML)
SPEC-1343 | 35507-0200 [Sherlock Female Connector Housing, 2mm Pitch, 2 Way, 1 Row] | 291 | 34.39 | RAW | Others |  | RS AMIDATA SAU
SPEC-1344 | 534-238 [Insulated Ring Terminal, M3 Stud Size, 0.5mm² to 1.5mm² Wire Size, Red] | 310 | 33.47 | RAW | Wires |  | RS AMIDATA SAU
SPEC-1345 | 09 14 006 0371 [Han hinged frame plus, for 2 modules a-b] | 3 | 67.18 | RAW | Mechanized components |  | RS AMIDATA SAU
SPEC-1348 | ASM-2256 [PCBA BS SUCTION] | 25 | 725.5 | RAW | Motherboard and wires |  | ELECTRONICA Y COMUNICACIONES NOROESTE S.L.
SPEC-1349 | S-05-05-N [Magnetic disc Ø 5 mm, height 5 mm, holds approx. 940 g] | 160 | 33.12 | RAW | Others |  | SUPERMAGNETE (SU-LML)
SPEC-135 | Socket head cap screw, ISO 4762 M10 x 1.5 mm Thread 100 mm Long | 380 | 285 | RAW | Mechanized components | ALSABE EFECTOS NAVALES E INDUSTRIALES SL | ALSABE EFECTOS NAVALES E INDUSTRIALES SL
SPEC-1350 | PTS-1697 [SRF LML BS Label] | 18 | 5.09 | RAW | Others |  | TUKAN SOMOS IMPRESORES SLL
SPEC-1351 | 1N4148 [Switching Diode, 300mA 100V, 2-Pin DO-35] | 1480 | 45.88 | RAW | Diode |  | FARNELL
SPEC-1352 | 196-5422 [Nitrile Rubber O-Ring O-Ring, 28mm Bore, 30mm Outer Diameter] | 45 | 4.32 | RAW | Others |  | RS AMIDATA SAU
SPEC-1355 | 746600330R [PCB Terminal, BUSH, SMD Open, Brass, 4.5 mm, Tin, REDCUBE WP-THRBU] | 140 | 258.56 | RAW | Motherboard and wires |  | RS AMIDATA SAU
SPEC-1356 | G2RV-1-S-AP-G DC11 [Plug In Signal Relay, 12V dc Coil, 50mA Switching Current, SPDT] | 24 | 234.36 | RAW | Others |  | RS AMIDATA SAU
SPEC-1357 | 3199 06 19 [Fitting Elbow M5 to 6mm] | 14 | 39.38 | RAW | Others |  | RS AMIDATA SAU
SPEC-1358 | 458-695 [Insulated Crimp Bootlace Ferrule, 8mm Pin Length, 1.2mm Pin Diameter, 0.75mm² Wire Size, Blue] | 1546 | 78.85 | RAW | Wires |  | RS AMIDATA SAU
SPEC-1359 | PTS-1696 [SRF LML FC Label] | 18 | 5.1 | RAW | Others |  | TUKAN SOMOS IMPRESORES SLL
SPEC-136 | Molex - 46235-0001 | 1053 | 115.74 | RAW | Electronic components | FARNELL | FARNELL
SPEC-1360 | SRF PROTOCOL (ITALIAN) | 53 | 216.29 | RAW | Others |  | TUKAN SOMOS IMPRESORES SLL
SPEC-1361 | WSRF-0001 [Mains_Box] | 20 | 2094.96 | RAW | Box |  | BMA TECHNOLOGIES LTD
SPEC-1362 | WSRF-0002 [Power_Supply] | 20 | 154.8 | RAW | Others |  | BMA TECHNOLOGIES LTD
SPEC-1363 | WSRF-0003 [HMI_Power] | 20 | 43 | RAW | Others |  | BMA TECHNOLOGIES LTD
SPEC-1364 | WSRF-0004 [HMI_serial] | 20 | 156.52 | RAW | Others |  | BMA TECHNOLOGIES LTD
SPEC-1365 | WSRF-0005 [Touch _Data] | 11 | 29.33 | RAW | Others |  | BMA TECHNOLOGIES LTD
SPEC-1366 | WSRF-0006 [FC_Temp_Sensor] | 11 | 139.53 | RAW | Others |  | BMA TECHNOLOGIES LTD
SPEC-1367 | WSRF-0007 [Console_Harting] | 14 | 523.74 | RAW | Harting connectors |  | BMA TECHNOLOGIES LTD
SPEC-1368 | WSRF-0008 [Foot_Switch] | 19 | 516.34 | RAW | Others |  | BMA TECHNOLOGIES LTD
SPEC-1369 | WSRF-0009 [RF_Data] | 20 | 175.44 | RAW | Others |  | BMA TECHNOLOGIES LTD
SPEC-1370 | WSRF-0010 [Generator_Power] | 29 | 785.61 | RAW | Others |  | BMA TECHNOLOGIES LTD
SPEC-1371 | WSRF-0011 [Generator_Data] | 20 | 167.7 | RAW | Others |  | BMA TECHNOLOGIES LTD
SPEC-1372 | WSRF-0012 [Generator_Coaxial] | 20 | 103.2 | RAW | Others |  | BMA TECHNOLOGIES LTD
SPEC-1373 | WSRF-0013 [Valve_SF] | 18 | 23.22 | RAW | Others |  | BMA TECHNOLOGIES LTD
SPEC-1374 | WSRF-0014 [Valve_Switch] | 18 | 23.22 | RAW | Others |  | BMA TECHNOLOGIES LTD
SPEC-1375 | WSRF-0015 [Valve_BS] | 18 | 23.22 | RAW | Others |  | BMA TECHNOLOGIES LTD
SPEC-1376 | WSRF-0016 [Generator_Fan] | 18 | 27.09 | RAW | Refrigerator |  | BMA TECHNOLOGIES LTD
SPEC-1377 | WSRF-0017 [Vacuum_Pump] | 20 | 37.84 | RAW | Water pump |  | BMA TECHNOLOGIES LTD
SPEC-1378 | WSRF-0018 [Hydraulic_Pump] | 20 | 37.84 | RAW | Water pump |  | BMA TECHNOLOGIES LTD
SPEC-1386 | 286163 [AHR SWITCH PEDAL] | 52 | 963.56 | RAW | Others |  | FARNELL
SPEC-1387 | 186-3012 [USB 2.0 Cable, length 1.8m] | 6 | 51.9 | RAW | Wires |  | RS AMIDATA SAU
SPEC-1388 | 39.077/200 [RJ-45 data transmission connection, 2m, CAT6, 28AWG] | 17 | 34 | RAW | Others |  | LUX GIJON
SPEC-139 | Suction Al tube | 95.31 | 266.87 | RAW | Others | ALSABE EFECTOS NAVALES E INDUSTRIALES SL | ALSABE EFECTOS NAVALES E INDUSTRIALES SL
SPEC-1390 | 022610 90 [Rounded head screw, DIN 603 A2/70, M10x90, SS] | 84 | 48.72 | RAW | Mechanized components |  | ALSABE EFECTOS NAVALES E INDUSTRIALES SL
SPEC-1391 | 082-97-RFX [RF/COAXIAL, N JACK, STRAIGHT, 50 OHM, SOLDER] | 113 | 942.76 | RAW | Others |  | RS AMIDATA SAU
SPEC-140 | Fitting Bulkhead 8-8 - 3116 08 00 | 53 | 255.99 | RAW | Mechanized components | COMERCIAL BECANI SL | COMERCIAL BECANI S.L.
SPEC-1403 | PTS-2366 [HP Post seal L] SRF | 23 | 157.32 | RAW | Others |  | SCULPTEO
SPEC-1404 | PTS-2368 [HP Post seal R] SRF | 9 | 58.32 | RAW | Others |  | SCULPTEO
SPEC-1405 | AHR R cover + Hanger | 3 | 183.93 | RAW | Frontal and Handpiece casing |  | 0
SPEC-1406 | AHR Hair Removal guide (guía AHR La Depilación) | 32 | 147.52 | RAW | Others |  | TUKAN SOMOS IMPRESORES SLL
SPEC-1407 | R4-40X1/2 [Recessed Head Phillips Screw, R4-40X1/2, SS] | 500 | 210.5 | RAW | Mechanized components |  | FARNELL
SPEC-1408 | MSP-600-36 [Switching power supply, 36V DC, 17.5A, 630W] | 18 | 4443.3 | RAW | Power Supply |  | RS AMIDATA SAU
SPEC-1409 | Leaseir AHR Hair Removal | 82 | 441.16 | RAW | Others |  | TUKAN SOMOS IMPRESORES SLL
SPEC-1410 | QUICK GUIDE AHR (ENGLISH) | 5 | 5.38 | RAW | Others |  | TUKAN SOMOS IMPRESORES SLL
SPEC-1411 | Leaseir SRF BROCHURE (English) | 156 | 265.2 | RAW | Others |  | TUKAN SOMOS IMPRESORES SLL
SPEC-1412 | Pneumatic pedal | 26 | 1034.8 | RAW | Others | IRIS SPA ACCESORIOS DE HIDROMASAJE, SL | IRIS SPA ACCESORIOS DE HIDROMASAJE S.L.
SPEC-1413 | TF51A-C24-W103 [TopsFlo DC Micro pump] | 9 | 841.12 | RAW | Water pump |  | TUKAN SOMOS IMPRESORES SLL
SPEC-1415 | Caliport Go Ring | 45 | 369.97 | RAW | Others |  | DONGGUAN ZHUOHANG LTD
SPEC-1416 | MSP-600-24 [Power Supply 24V 648W] | 8 | 1386.4 | RAW | Power Supply |  | RS AMIDATA SAU
SPEC-1417 | MSP-600-48 [Power Supply 48V 648W]" | 15 | 3602.85 | RAW | Power Supply |  | RS AMIDATA SAU
SPEC-1418 | QM7 [1200W / 1500W Modular power supply] | 8 | 7800 | RAW | Power Supply |  | KOLBI ELECTRONICA S.A.
SPEC-1419 | CAD14ES [MHR DS Flightcase box] | 6 | 938.52 | RAW | Box |  | Z Custom Cases
SPEC-142 | Hailea - HC500A - 230V | 16 | 6880 | RAW | Others | AQ-ARIUM SOLUTIONS, S.L | #N/A
SPEC-1420 | PTS-1126 [SRF HP Cardboard box] | 8 | 40 | RAW | Box |  | RAJAPACK SA
SPEC-1421 | ASM-1127 [SRF FC/FS Foam] | 16 | 288 | RAW | Others |  | Modisprem, S.A.
SPEC-1422 | ASM-1128 [SRF BS Foam] | 8 | 144 | RAW | Others |  | Modisprem, S.A.
SPEC-1423 | QM4 [550W / 650W Modular power supply] | 4 | 1180 | RAW | Power Supply |  | KOLBI ELECTRONICA S.A.
SPEC-1424 | PMBL2BC [SOBRE BURBUJA 22x26] | 301 | 166.1 | RAW | Others |  | RAJAPACK SA
SPEC-1425 | PMBL0BC [SOBRE BURBUJA 15x21] | 101 | 54.95 | RAW | Others |  | RAJAPACK SA
SPEC-1426 | PLC-RSC-12DC/21 [Interface Relay, DIN Rail Mount, 12V dc Coil, SPDT, 1-Pole] | 198 | 4233.24 | RAW | Others |  | RS AMIDATA SAU
SPEC-1427 | TG-02BZ-24-025 [DC Micro Gear Pump] | 20 | 225.26 | RAW | Water pump |  | IWAKI EUROPE GMBH
SPEC-1429 | PTS-2270 [Umbilical guide] | 16 | 586.08 | RAW | Wires |  | XOMETRY
SPEC-1430 | ALS70A134NF063 [85C - Screw Terminal Aluminum Capacitor] | 192 | 11283.84 | RAW | Condensator |  | ARROW IBERIA ELECTRONICA SLU
SPEC-1432 | MC29375 [TERMINAL, BUTT SPLICE, CRIMP, BLUE] | 236 | 33.28 | RAW | Others |  | RS AMIDATA SAU
SPEC-1434 | 270220 [AT-6/4 yellow pre-insulated terminal] | 854 | 76.86 | RAW | Others |  | RS AMIDATA SAU
SPEC-1443 | Filtro Schurter 3-124-295 | 74 | 1904.76 | RAW | Others |  | RS AMIDATA SAU
SPEC-1444 | 0690061B [22AWG TS Wire, OD:2.1mm ,Color:Yellow/Green] | 200 | 21 | RAW | Wires |  | LUX GIJON
SPEC-1445 | 02201404 [16AWG TS Wire, OD:2.9mm ,Color:Yellow] | 100 | 17.9 | RAW | Wires |  | #N/A
SPEC-1446 | 02201402 [16AWG TS Wire, OD:2.9mm ,Color:Gray] | 270 | 48.33 | RAW | Wires |  | LUX GIJON
SPEC-1447 | 02201407 [16AWG TS Wire, OD:2.9mm ,Color:Brown] | 480 | 85.92 | RAW | Wires |  | LUX GIJON
SPEC-1448 | 06901313 [18AWG TS Wire, OD:2.5mm,Color:Red] | 300 | 37.5 | RAW | Wires |  | LUX GIJON
SPEC-1449 | 02201503 [14AWG TS Wire, OD:2.9mm ,Color:Red] | 200 | 54.4 | RAW | Wires |  | LUX GIJON
SPEC-1450 | 74271222 [Split Ferrite Core, 12.5 mm, 265 ohms] | 112 | 545.55 | RAW | Others |  | RS AMIDATA SAU
SPEC-1451 | SRF DIN Rail | 8 | 22.64 | RAW | Others |  | ALSABE EFECTOS NAVALES E INDUSTRIALES SL
SPEC-1453 | BLP05H6350XRG [LDMOS power transistor, 350W] | 15 | 49.26 | RAW | Others |  | UNIVATEQ
SPEC-1454 | Armortec SSD | 90 | 4459.5 | RAW | Others |  | ARMORTECH TECHNOLOGY LIMITED
SPEC-1455 | Armotec PC | 62 | 4936.26 | RAW | Others |  | ARMORTECH TECHNOLOGY LIMITED
SPEC-1456 | SRF Reeled wire | 5 | 38.4 | RAW | Wires |  | RS AMIDATA SAU
SPEC-1457 | Leaseir SRF Brochure (Spanish) | 159 | 270.3 | RAW | Others |  | TUKAN SOMOS IMPRESORES SLL
SPEC-1458 | Frontal Blue Vinyl Sticker | 56 | 186.48 | RAW | Frontal and Handpiece casing |  | TUKAN SOMOS IMPRESORES SLL
SPEC-1459 | 810-HR Back Sitcker | 17 | 14.94 | RAW | Others |  | TUKAN SOMOS IMPRESORES SLL
SPEC-146 | Hailea - HC500A - 110V | 19 | 7600 | RAW | Others | AQ-ARIUM SOLUTIONS, S.L | AQ-ARIUM SOLUTIONS S.L.
SPEC-1460 | Single Pro V Label | 31 | 5.61 | RAW | Others |  | TUKAN SOMOS IMPRESORES SLL
SPEC-1461 | PTS-2244.001 [SRF Valves base] | 7 | 25.9 | RAW | Others |  | LASER GALICIA S.L.
SPEC-148 | PCBA MHR-b Capcharger | 117 | 18550.35 | RAW | Motherboard and wires |  | ELECTRONICA Y COMUNICACIONES NOROESTE S.L.
SPEC-148/DF | PCBA MHR-b Capcharger DF | 10 | 1585.5 | DEFECTIVE | Motherboard and wires |  | 0
SPEC-1480 | AHR umbilical Cord | 6 | 246.89 | RAW | Wires |  | 0
SPEC-1482 | BIOS CMOS (pila amarilla) | 55 | 109.71 | RAW | Others |  | Amazon (SU-LML)
SPEC-1484 | 95.15.2SMA ZÓCALO Y CLIP [RELAY SOCKET, 8PIN, 10A, 250V, TH, BLUE] | 15 | 24 | RAW | Others |  | FARNELL
SPEC-1485 | AHR 110V Mains power cord | 39 | 152.1 | RAW | Others |  | 0
SPEC-149 | PCBA MHR-b Mainboard | 98 | 11343.5 | RAW | Motherboard and wires |  | ELECTRONICA Y COMUNICACIONES NOROESTE S.L.
SPEC-1494 | DS Chiller Label | 56 | 21.62 | RAW | Refrigerator |  | 0
SPEC-1501 | Quad 14x24 - Aesth Blend Prism | 103 | 4301.28 | RAW | Optics/sapphires/prisms |  | 0
SPEC-151 | PCB Control Board | 124 | 8153 | RAW | Motherboard and wires |  | ELECTRONICA Y COMUNICACIONES NOROESTE S.L.
SPEC-1512 | Lanyard Quad Blend | 500 | 350 | RAW | Others | Publiasturias Procesos de Impresion S.L. (Graphic Shop) | Publiasturias Procesos de Impresión (Graphic Shop)
SPEC-1513 | Lanyard Quad 810 | 472 | 330.4 | RAW | Others |  | Publiasturias Procesos de Impresión (Graphic Shop)
SPEC-1514 | Lanyard Dual Blend | 500 | 350 | RAW | Others | Publiasturias Procesos de Impresion S.L. (Graphic Shop) | Publiasturias Procesos de Impresión (Graphic Shop)
SPEC-1515 | Lanyard Dual 810 | 473 | 331.1 | RAW | Others |  | Publiasturias Procesos de Impresión (Graphic Shop)
SPEC-1516 | Lanyard Single | 498 | 348.6 | RAW | Others | Publiasturias Procesos de Impresion S.L. (Graphic Shop) | Publiasturias Procesos de Impresión (Graphic Shop)
SPEC-152 | PCBA Modular Ir Sensor | 334 | 634.6 | RAW | Motherboard and wires |  | ELECTRONICA Y COMUNICACIONES NOROESTE S.L.
SPEC-153 | PCBA MHR-b HP trigger | 193 | 723.75 | RAW | Motherboard and wires |  | ELECTRONICA Y COMUNICACIONES NOROESTE S.L.
SPEC-154 | PCBA MHR-b HP Main | 391 | 9247.15 | RAW | Motherboard and wires |  | ELECTRONICA Y COMUNICACIONES NOROESTE S.L.
SPEC-155 | PCBA MHR-b Caliport socket | 319 | 3237.85 | RAW | Motherboard and wires |  | ELECTRONICA Y COMUNICACIONES NOROESTE S.L.
SPEC-156 | PCBA MHR-b Caliport | 565 | 18927.5 | RAW | Motherboard and wires |  | ELECTRONICA Y COMUNICACIONES NOROESTE S.L.
SPEC-157 | PCBA MHR-b PS Relay | 256 | 6592 | RAW | Motherboard and wires |  | ELECTRONICA Y COMUNICACIONES NOROESTE S.L.
SPEC-159 | Bushing open 11.1-15.9mm | 3606 | 1496.49 | RAW | Others | ESSENTRA Components S.L.U. | ESSENTRA COMPONENTS S.L.U.
SPEC-161 | Hex Socket Countersunk Head Screw, ISO 10642, M4 x 0.7 mm Thread, 16 mm Long, SS | 1742 | 52.26 | RAW | Mechanized components | ALSABE EFECTOS NAVALES E INDUSTRIALES SL | ALSABE EFECTOS NAVALES E INDUSTRIALES SL
SPEC-162 | Copper strip | 165 | 209.55 | RAW | Others |  | LASER GALICIA S.L.
SPEC-164 | 80mm DC fan | 6 | 52.99 | RAW | Electronic components | FARNELL | RS AMIDATA SAU
SPEC-165 | Socket Head Screw, ISO 4762, M4 x 0.7 mm Thread, 35 mm Long, SS | 232 | 11.6 | RAW | Mechanized components | ALSABE EFECTOS NAVALES E INDUSTRIALES SL | ALSABE EFECTOS NAVALES E INDUSTRIALES SL
SPEC-167 | Hex Socket Countersunk Head Screw, ISO 10642, M3 x 0.5 mm Thread, 6 mm Long, SS | 3151 | 72.2 | RAW | Mechanized components | ALSABE EFECTOS NAVALES E INDUSTRIALES SL | ALSABE EFECTOS NAVALES E INDUSTRIALES SL
SPEC-17 | Quad-b channels | 98 | 9631.44 | RAW | Others |  | DONGGUAN ZHUOHANG LTD
SPEC-170 | Hex Socket Countersunk Head Screw, ISO 10642, M4 x 0.7 mm Thread, 12 mm Long | 1059 | 42.36 | RAW | Mechanized components | ALSABE EFECTOS NAVALES E INDUSTRIALES SL | ALSABE EFECTOS NAVALES E INDUSTRIALES SL
SPEC-171 | Motedis 28X150.5 M8 | 116 | 128.76 | RAW | Others | MOTEDIS SLU | MOTEDIS SLU
SPEC-172 | Hex Socket Countersunk Head Screw,ISO 10642, M3 x 0.5 mm Thread, 5 mm Long,SS | 2094 | 41.88 | RAW | Mechanized components |  | ALSABE EFECTOS NAVALES E INDUSTRIALES SL
SPEC-177 | Socket Head Screw, ISO 4762 M4 x 0.7 mm Thread, 10 mm Long, SS | 1538 | 61.52 | RAW | Mechanized components |  | ALSABE EFECTOS NAVALES E INDUSTRIALES SL
SPEC-179 | Fitting 90 degree 6mm to 1/8 - 3199 06 10 | 38 | 104.88 | RAW | Others |  | COMERCIAL BECANI S.L.
SPEC-18 | Single-b channels | 99 | 6914.16 | RAW | Others |  | DONGGUAN ZHUOHANG LTD
SPEC-180 | Fitting Elbow 1/8 to 8mm - 3199 08 10 | 30 | 92.91 | RAW | Mechanized components | COMERCIAL BECANI SL | COMERCIAL BECANI S.L.
SPEC-181 | Fitting EQUAL CROSS 6mm - 3107 06 00 | 26 | 180.18 | RAW | Mechanized components | COMERCIAL BECANI SL | COMERCIAL BECANI S.L.
SPEC-182 | Fitting Union 8-6mm - 3182 08 00 | 63 | 173.88 | RAW | Mechanized components | COMERCIAL BECANI SL | COMERCIAL BECANI S.L.
SPEC-183 | Fitting Plug 8mm - 3126 08 00 | 18 | 13.61 | RAW | Mechanized components | COMERCIAL BECANI SL | COMERCIAL BECANI S.L.
SPEC-184 | Fitting Union 6-8 mm - 3106 06 08 | 3 | 11.05 | RAW | Mechanized components | COMERCIAL BECANI SL | COMERCIAL BECANI S.L.
SPEC-187 | Push in fitting RL31 Ø 6 1/8 - 2L31008 | 135 | 352.75 | RAW | Mechanized components | COMERCIAL BECANI SL | COMERCIAL BECANI S.L.
SPEC-188 | Fitting Y tube 6mm - 3140 06 00 | 4 | 17.64 | RAW | Mechanized components | COMERCIAL BECANI SL | COMERCIAL BECANI S.L.
SPEC-19 | Dual-b channels | 162 | 14929.92 | RAW | Others |  | DONGGUAN ZHUOHANG LTD
SPEC-192 | Countersunk Head Screw, ISO 10642, M4 x 0.7 mm Thread, 8 mm Long, SS | 198 | 7.92 | RAW | Mechanized components | ALSABE EFECTOS NAVALES E INDUSTRIALES SL | ALSABE EFECTOS NAVALES E INDUSTRIALES SL
SPEC-193 | Replacement cover for TUK- SACKS3PM | 88 | 730.33 | RAW | Frontal and Handpiece casing |  | DONGGUAN ZHUOHANG LTD
SPEC-194 | Socket Head Screw, ISO 4762, M3 x 0.5 mm Thread, 10 mm Long, SS | 372 | 7.44 | RAW | Mechanized components | ALSABE EFECTOS NAVALES E INDUSTRIALES SL | ALSABE EFECTOS NAVALES E INDUSTRIALES SL
SPEC-195 | Locknut, DIN 985, M3 x 0.5 mm Thread, 4 mm High | 1448 | 28.96 | RAW | Mechanized components | ALSABE EFECTOS NAVALES E INDUSTRIALES SL | ALSABE EFECTOS NAVALES E INDUSTRIALES SL
SPEC-196 | Terminal strip - mk 6/6 ref. 7906260000 | 129 | 1223.69 | RAW | Electronic components | FARNELL | ARROW IBERIA ELECTRONICA SLU
SPEC-197 | Socket Head Screw, ISO 4762, M3 x 0.5 mm Thread, 25 mm Long, SS | 2346 | 70.38 | RAW | Mechanized components | ALSABE EFECTOS NAVALES E INDUSTRIALES SL | ALSABE EFECTOS NAVALES E INDUSTRIALES SL
SPEC-198 | Socket Head Screw, ISO 4762, M4 x 0.7 mm Thread, 25 mm Long, SS | 895 | 44.75 | RAW | Mechanized components | ALSABE EFECTOS NAVALES E INDUSTRIALES SL | ALSABE EFECTOS NAVALES E INDUSTRIALES SL
SPEC-202 | Shunt 30A-60mV | 98 | 3920 | RAW | Others |  | MONOCROM S.L
SPEC-205 | b touch protector | 171 | 4382.39 | RAW | Others |  | DONGGUAN ZHUOHANG LTD
SPEC-205/DF | PTS-0815.003 [b touch protector] DEFECTUOSO | 43 | 1089.19 | DEFECTIVE | Others |  | DONGGUAN ZHUOHANG LTD
SPEC-207 | Disc magnet self-adhesive | 206 | 144.2 | RAW | Others | ALSABE EFECTOS NAVALES E INDUSTRIALES SL | ALSABE EFECTOS NAVALES E INDUSTRIALES SL
SPEC-21 | Dual-b Frame | 372 | 9909.79 | RAW | Mechanized components |  | TOTAL PLANNING
SPEC-210 | Leaseir Logo Front Sticker | 127 | 342.9 | RAW | Others |  | KAOS PUBLICIDAD
SPEC-213 | Fuse 16A 250VAC - 0034.3129 | 971 | 592.31 | RAW | Electronic components | FARNELL | FARNELL
SPEC-214 | Fuse 10A 250VAC - 0034.3127 | 484 | 182.6 | RAW | Electronic components | FARNELL | FARNELL
SPEC-216 | MHR Console Back | 10 | 3400 | RAW | Others |  | TECN Y PROY DE INGENIERÍA SL
SPEC-217 | M-F Hex Standoff Spacers, M3-05-5-2, 5mm, 5mm Long, M3, Brass | 585 | 731.25 | RAW | Others | ALSABE EFECTOS NAVALES E INDUSTRIALES SL | ALSABE EFECTOS NAVALES E INDUSTRIALES SL
SPEC-218 | Electronics Cover | 27 | 280.7 | RAW | Frontal and Handpiece casing |  | TECN Y PROY DE INGENIERÍA SL
SPEC-221 | Console label cover | 187 | 697.51 | RAW | Frontal and Handpiece casing |  | TRANSGLASS
SPEC-222 | Fuse plate 230 | 53 | 159 | RAW | Others |  | TUKAN SOMOS IMPRESORES SLL
SPEC-223 | Fuse Plate 110 | 61 | 213.5 | RAW | Others |  | TUKAN SOMOS IMPRESORES SLL
SPEC-228 | MHR-b caliport filter | 336 | 1387.01 | RAW | Others |  | LASERPAIR CO. LIMITED
SPEC-229 | MHR-b Caliport diffuser | 209 | 365.99 | RAW | Others |  | TRANSGLASS
SPEC-23 | Quad-b Frame | 176 | 4663.59 | RAW | Mechanized components |  | TOTAL PLANNING
SPEC-231 | MHR-b Caliport Label QUAD | 33 | 4.95 | RAW | Others |  | TUKAN SOMOS IMPRESORES SLL
SPEC-233 | MHR-b Caliport Label DUAL | 28 | 4.14 | RAW | Others |  | TUKAN SOMOS IMPRESORES SLL
SPEC-238 | Hex Socket Countersunk Head Screw, ISO 10642, M6 x 1.0 mm Thread, 20 mm Long, SS | 590 | 35.4 | RAW | Mechanized components | ALSABE EFECTOS NAVALES E INDUSTRIALES SL | ALSABE EFECTOS NAVALES E INDUSTRIALES SL
SPEC-239 | ISO 4762 M8 x 1.25 mm Thread, 20 mm Long | 168 | 16.8 | RAW | Others |  | ALSABE EFECTOS NAVALES E INDUSTRIALES SL
SPEC-24 | MHR-b Umbilical coupling | 796 | 28169.65 | RAW | Wires |  | DONGGUAN ZHUOHANG LTD
SPEC-241 | Socket Head Screw, ISO 4762 M4 x 0.7 mm Thread, 12 mm Long, SS | 2287 | 91.33 | RAW | Mechanized components | ALSABE EFECTOS NAVALES E INDUSTRIALES SL | ALSABE EFECTOS NAVALES E INDUSTRIALES SL
SPEC-242 | Socket Head Screw, ISO 4762 M4 x 0.7 mm Thread, 16 mm Long, SS | 1150 | 69 | RAW | Mechanized components | ALSABE EFECTOS NAVALES E INDUSTRIALES SL | ALSABE EFECTOS NAVALES E INDUSTRIALES SL
SPEC-245 | Caliport Support | 32 | 123.52 | RAW | Others |  | LASER GALICIA S.L.
SPEC-245/DF | PTS-0071.003 [Caliport Support] DEFECTUOSO | 128 | 494.08 | DEFECTIVE | Others |  | DONGGUAN ZHUOHANG LTD
SPEC-247 | Power-supply Mount | 19 | 49.97 | RAW | Others |  | LASER GALICIA S.L.
SPEC-248 | Power-supply Enclosure | 18 | 311.58 | RAW | Box |  | LASER GALICIA S.L.
SPEC-250 | Caliport (Calibay MHR) | 10 | 247.4 | RAW | Others |  | DONGGUAN ZHUOHANG LTD
SPEC-251 | MHR top tray | 19 | 827.64 | RAW | Others |  | LASER GALICIA S.L.
SPEC-252 | Solenoid Valve - RSC-1 | 421 | 905.36 | RAW | Others | YUYAO No.4 INSTRUMENT FACTORY | YUYAO N4 INSTRUMENT FACTORY
SPEC-254 | Fitting Bulkhead 6-6 - 3116 06 00 | 43 | 180.6 | RAW | Mechanized components | COMERCIAL BECANI SL | COMERCIAL BECANI S.L.
SPEC-255 | MHR Frontal Cover | 42 | 9118.83 | RAW | Frontal and Handpiece casing |  | ENRIQUE AGUILAR
SPEC-256 | Stop switch EAO - 51-259.025 | 39 | 903.63 | RAW | Electronic components | FARNELL | FARNELL
SPEC-257 | Mains Power Switch - MSM_19_LA_CS_ST_2P | 45 | 868.82 | RAW | Others | MOUSER ELECTRONICS INCORPORATED | MOUSER ELECTRONICS INCORPORATED
SPEC-26 | Hanger port Spacer | 24 | 121.68 | RAW | Others |  | DONGGUAN ZHUOHANG LTD
SPEC-265 | Screen support fixture | 40 | 538 | RAW | Others |  | DONGGUAN ZHUOHANG LTD
SPEC-268 | HP Hanger Port | 97 | 2286.59 | RAW | Others |  | SCULPTEO
SPEC-27 | Cover, Silentblocks (Color RAL 7012) | 431 | 2211.01 | RAW | Frontal and Handpiece casing |  | DONGGUAN ZHUOHANG LTD
SPEC-271 | Flat washer, ISO 7092, M4, 4.300 mm ID, 8 mm OD | 2223 | 22.23 | RAW | Mechanized components | ALSABE EFECTOS NAVALES E INDUSTRIALES SL | ALSABE EFECTOS NAVALES E INDUSTRIALES SL
SPEC-272 | Socket Head Screw, ISO 4762 M8 x 1.25 mm Thread, 12 mm Long, SS | 266 | 39.9 | RAW | Mechanized components | ALSABE EFECTOS NAVALES E INDUSTRIALES SL | ALSABE EFECTOS NAVALES E INDUSTRIALES SL
SPEC-273 | ISO 4762 M3 x 0.5 mm Thread, 16 mm Long | 226 | 5.65 | RAW | Others |  | ALSABE EFECTOS NAVALES E INDUSTRIALES SL
SPEC-274 | Flat washer, ISO 7092 M3, 3.200 mm ID, 6 mm OD, SS | 4314 | 43.14 | RAW | Mechanized components | ALSABE EFECTOS NAVALES E INDUSTRIALES SL | ALSABE EFECTOS NAVALES E INDUSTRIALES SL
SPEC-275 | Socket Head Screw, ISO 4762 M3 x 0.5 mm Thread, 12 mm Long, 18-8 SS | 3259 | 97.77 | RAW | Mechanized components | ALSABE EFECTOS NAVALES E INDUSTRIALES SL | ALSABE EFECTOS NAVALES E INDUSTRIALES SL
SPEC-276 | MOSS 0100210300VR M4 Countersunk Head, 16mm Nylon Slot Plain | 262 | 78.34 | RAW | Electronic components | RS AMIDATA SAU | RS AMIDATA SAU
SPEC-279 | Textile cover | 284 | 4686 | RAW | Frontal and Handpiece casing |  | Fashion One España S.L.
SPEC-28 | Cap 1 tube | 131 | 837.09 | RAW | Others |  | DONGGUAN ZHUOHANG LTD
SPEC-280 | Operator goggles - ATD #52 780-830nm O.D6+ | 294 | 6496.76 | RAW | Others | LASERPAIR CO., LIMITED | LASERPAIR CO. LIMITED
SPEC-281 | PAT patient blinds | 49 | 602.7 | RAW | Others | LASER LINCE | LASER LINCE
SPEC-282 | YAXINY 002192 LANYARD | 1446 | 2012.2 | RAW | Others | ALSABE EFECTOS NAVALES E INDUSTRIALES SL | ALSABE EFECTOS NAVALES E INDUSTRIALES SL
SPEC-283 | FOOT PEDAL | 17 | 1547 | RAW | Others | IRIS SPA ACCESORIOS DE HIDROMASAJE, SL | IRIS SPA ACCESORIOS DE HIDROMASAJE S.L.
SPEC-289 | HP sticker cover | 681 | 1832.8 | RAW | Frontal and Handpiece casing |  | TRANSGLASS
SPEC-29 | Cap 4 tubes | 116 | 1069.28 | RAW | Others |  | DONGGUAN ZHUOHANG LTD
SPEC-290 | Harting lever - 09 00 0005221 | 153 | 573.75 | RAW | Electronic components | RS AMIDATA SAU | ELECTRONICA EDIMAR
SPEC-291 | Harting Hinged 4mod frame - 09 14 016 0313 | 120 | 1196.4 | RAW | Electronic components | RS AMIDATA SAU | ELECTRONICA EDIMAR
SPEC-291/DF | PTS-0566 [Harting Hinged 4mod frame - 09 14 016 0313] DEFECTUOSO | 100 | 614 | DEFECTIVE | Harting connectors |  | RS AMIDATA SAU
SPEC-292 | Harting 8 signal male - 09 14 008 2634 | 116 | 1104.97 | RAW | Electronic components | RS AMIDATA SAU | ELECTRONICA EDIMAR
SPEC-292/DF | Harting 8 signal male - 09 14 008 2634 /DF | 145 | 1373.15 | DEFECTIVE | Harting connectors |  | 0
SPEC-293 | Harting x2 40A male - 09 14 002 2601 | 160 | 1717.8 | RAW | Electronic components | RS AMIDATA SAU | ELECTRONICA EDIMAR
SPEC-293/DF | Harting x2 40A male - 09 14 002 2601 | 127 | 1092.2 | DEFECTIVE | Harting connectors |  | 0
SPEC-295 | Socket Head Screw, ISO 4762 M5 x 0.8 mm Thread, 10 mm Long, SS | 4374 | 218.7 | RAW | Mechanized components | ALSABE EFECTOS NAVALES E INDUSTRIALES SL | ALSABE EFECTOS NAVALES E INDUSTRIALES SL
SPEC-296 | Clevis Pin Plane Washer, ISO 7092 M5, 5.300 mm ID, 9.0 mm OD, SS | 64 | 0.64 | RAW | Mechanized components |  | ALSABE EFECTOS NAVALES E INDUSTRIALES SL
SPEC-297 | Socket Head Screw, ISO 4762 M5 x 0.8 mm Thread, 6 mm Long, SS | 83 | 2.9 | RAW | Mechanized components |  | ALSABE EFECTOS NAVALES E INDUSTRIALES SL
SPEC-298 | PVC hose L=1850mm | 897.4 | 4279.46 | RAW | Others | FREELIN-WADE A COILHOSE Co. | FREELIN-WADE A COILHOSE CO.
SPEC-3 | LNR Capacitor Enclosure | 86 | 393.88 | RAW | Condensator |  | LASER GALICIA S.L.
SPEC-30 | HP Hanger clip | 207 | 2380.97 | RAW | Others |  | DONGGUAN ZHUOHANG LTD
SPEC-300 | RTAP ZH CPR 8x0.2 - 24AWG*8c in sleeve (Ascable-Recael) | 635.3 | 262.99 | RAW | Wires | ASCABLE - RECAEL | LUX GIJON
SPEC-303 | IEC C19 Power Cord - Europa | 33 | 359.08 | RAW | Others |  | ARROW IBERIA ELECTRONICA SLU
SPEC-303/5M | IEC C19 Power Cord - Europa - 5 meters | 50 | 1294.2 | RAW | Others |  | RS AMIDATA SAU
SPEC-303/5M/DF | IEC C19 Power Cord - Europa - 5 meters DEFECTUOSO | 14 | 334.18 | DEFECTIVE | Others |  | RS AMIDATA SAU
SPEC-303/USA | IEC C19 Power Cord - USA | 78 | 948.64 | RAW | Others |  | RS AMIDATA SAU
SPEC-31 | MHR-b caliport housing | 96 | 1877.62 | RAW | Others |  | DONGGUAN ZHUOHANG LTD
SPEC-318 | CA MODULAR IR SENSOR | 361 | 634.47 | RAW | Others |  | BMA TECHNOLOGIES LTD
SPEC-32 | MHR-b Caliport back cover - Color RAL 7012 | 97 | 1260.48 | RAW | Frontal and Handpiece casing |  | DONGGUAN ZHUOHANG LTD
SPEC-320 | Lanyard Screw 10258/AS-M3 | 878 | 1317 | RAW | Mechanized components | ALSABE EFECTOS NAVALES E INDUSTRIALES SL | ALSABE EFECTOS NAVALES E INDUSTRIALES SL
SPEC-321 | Socket Countersunk Head Screw, ISO 10642, M3 x 0.5 mm Thread, 8 mm Long, SS | 2060 | 41.2 | RAW | Mechanized components | ALSABE EFECTOS NAVALES E INDUSTRIALES SL | ALSABE EFECTOS NAVALES E INDUSTRIALES SL
SPEC-322 | Socket Head Screw, ISO 4762 M3 x 0.5 mm Thread, 8 mm Long, SS | 1242 | 24.84 | RAW | Mechanized components | ALSABE EFECTOS NAVALES E INDUSTRIALES SL | ALSABE EFECTOS NAVALES E INDUSTRIALES SL
SPEC-323 | Hex Nut, DIN 934, M3 x 0.5 mm Thread, Zinc-Plated, Class 8 | 2160 | 21.6 | RAW | Mechanized components | ESSENTRA Components S.L.U. | ALSABE EFECTOS NAVALES E INDUSTRIALES SL
SPEC-324 | Pan Head Screw, MOSS 0080150000VR M3x30, Thread Length 30.0 mm, PA | 83 | 12.45 | RAW | Mechanized components |  | ESSENTRA COMPONENTS S.L.U.
SPEC-325 | Warranty Seal | 2 | 5 | RAW | Others |  | SCULPTEO
SPEC-327 | Legris - 3106 04 06 - Union 6-4mm | 618 | 1996.62 | RAW | Mechanized components | COMERCIAL BECANI SL | COMERCIAL BECANI S.L.
SPEC-328 | RS PRO Insulated Ring Terminal, M4 Stud Size, 2.5mm² to 6mm² Wire Size, Yellow | 825 | 229.36 | RAW | Electronic components | RS AMIDATA SAU | RS AMIDATA SAU
SPEC-329 | Base (blue painted) | 74 | 3681.32 | RAW | Painting |  | LASER GALICIA S.L.
SPEC-33 | Hanger Port L | 166 | 1012.17 | RAW | Others |  | DONGGUAN ZHUOHANG LTD
SPEC-333 | Straight Threaded Fitting M5_D4 - 3114 04 19 | 15 | 63 | RAW | Mechanized components | COMERCIAL BECANI SL | COMERCIAL BECANI S.L.
SPEC-334 | ANTIFREEZE CC-30 [COOLANT-ANTIFREEZE CC 30%] | 271.75 | 323.38 | RAW | Others | ALSABE EFECTOS NAVALES E INDUSTRIALES SL | ALSABE EFECTOS NAVALES E INDUSTRIALES SL
SPEC-336 | Crimp end ferrule, Insulated, 8mm Pin, Black 16AWG 1.5mm² | 693 | 63.76 | RAW | Electronic components | RS AMIDATA SAU | RS AMIDATA SAU
SPEC-338 | CA CONSOLE MODULAR CONNECTOR | 70 | 11016.6 | RAW | Others |  | BMA TECHNOLOGIES LTD
SPEC-339 | CA AC MAINS | 57 | 4250.03 | RAW | Others |  | BMA TECHNOLOGIES LTD
SPEC-34 | MHR-b Umbilical support | 248 | 2583.93 | RAW | Wires |  | DONGGUAN ZHUOHANG LTD
SPEC-340 | Flat-tip Screw, DIN 913, M5 x 0.8 mm Thread, 6 mm Long, SS | 1022 | 15.33 | RAW | Mechanized components | ALSABE EFECTOS NAVALES E INDUSTRIALES SL | ALSABE EFECTOS NAVALES E INDUSTRIALES SL
SPEC-341 | Flat-tip Screw, ISO 4026 , M5 x 0.8 mm Thread, 10 mm Long, SS | 474 | 14.22 | RAW | Mechanized components | ALSABE EFECTOS NAVALES E INDUSTRIALES SL | ALSABE EFECTOS NAVALES E INDUSTRIALES SL
SPEC-342 | Plain Washer, ISO 7089, M5, 5.3 mm ID, 10 mm OD, SS | 3182 | 31.82 | RAW | Mechanized components | ALSABE EFECTOS NAVALES E INDUSTRIALES SL | ALSABE EFECTOS NAVALES E INDUSTRIALES SL
SPEC-347 | CA 48VDC PS OUTPUT | 57 | 181.37 | RAW | Others |  | BMA TECHNOLOGIES LTD
SPEC-348 | CA STOP SWITCH | 58 | 2229.64 | RAW | Others |  | BMA TECHNOLOGIES LTD
SPEC-35 | MHR-b Umbilical Ferrule | 70 | 1318.29 | RAW | Wires |  | DONGGUAN ZHUOHANG LTD
SPEC-350 | Monocrom - 1ENSPSTM90-026, 808nm diode+Dual Prism | 29 | 101500 | RAW | Diode | MONOCROM SL | MONOCROM S.L
SPEC-353 | Dual insulator | 96 | 144 | RAW | Others |  | SCULPTEO
SPEC-356 | Diode IR Sensor Mount 20BS | 186 | 559.86 | RAW | Diode |  | SCULPTEO
SPEC-357 | Diode IR Sensor TIp Mount | 469 | 703.5 | RAW | Diode |  | SCULPTEO
SPEC-358 | Diode IR Sensor Mount 10BS | 34 | 134.64 | RAW | Diode |  | SCULPTEO
SPEC-359 | Melexis MLX 90615 | 1995 | 8406.93 | RAW | Electronic components | DIGI-KEY Electronics INC | DIGI-KEY
SPEC-36 | b - HP connector enclosure x4 (HARTBASE) | 255 | 5993.86 | RAW | Box |  | DONGGUAN ZHUOHANG LTD
SPEC-36/DF | PTS-1646.002 [b- HP connector enclosure x4] DEFECTUOSO | 19 | 444.45 | DEFECTIVE | Box |  | DONGGUAN ZHUOHANG LTD
SPEC-361 | Molex 15131-0401, Pico-Lock-to-Pico-Lock Off-the -Shelf Cable Assembly,Female-Female, Single Row, 100mm Long, 4 circuits | 200 | 680 | RAW | Electronic components | FARNELL | FARNELL
SPEC-367 | HP Seal 810 | 653 | 1697.8 | RAW | Others |  | SCULPTEO
SPEC-368 | Multimec 1PS-06 | 470 | 224.27 | RAW | Electronic components | FARNELL | FARNELL
SPEC-369 | Multimec 5GTH9XX | 768 | 1794.05 | RAW | Electronic components | FARNELL | FARNELL
SPEC-37 | MHR-b CaliSingle Body | 115 | 2631.2 | RAW | Others |  | DONGGUAN ZHUOHANG LTD
SPEC-370 | Switch Holder | 612 | 918 | RAW | Others |  | SCULPTEO
SPEC-373 | CA KEYSWITCH | 57 | 549.02 | RAW | Others |  | BMA TECHNOLOGIES LTD
SPEC-374 | CA EMBEDDED 12VDC + UART | 55 | 439.89 | RAW | Others |  | BMA TECHNOLOGIES LTD
SPEC-375 | CA CHILLER ENABLE | 57 | 102.94 | RAW | Refrigerator |  | BMA TECHNOLOGIES LTD
SPEC-376 | CA MOSFET SOURCE | 191 | 333.95 | RAW | Others |  | BMA TECHNOLOGIES LTD
SPEC-377 | CA 12VDC CHARGER BOARD | 95 | 196.08 | RAW | Others |  | BMA TECHNOLOGIES LTD
SPEC-378 | CA MOSFET GATE | 106 | 140.28 | RAW | Others |  | BMA TECHNOLOGIES LTD
SPEC-379 | CA 12-24VDC INPUT MAINBOARD | 57 | 166.67 | RAW | Others |  | BMA TECHNOLOGIES LTD
SPEC-38 | MHR-b CaliDual Body | 175 | 3482.57 | RAW | Others |  | DONGGUAN ZHUOHANG LTD
SPEC-380 | CA PS INPUT | 57 | 102.94 | RAW | Others |  | BMA TECHNOLOGIES LTD
SPEC-381 | CA CAPACITOR CHARGE | 57 | 200.98 | RAW | Condensator |  | BMA TECHNOLOGIES LTD
SPEC-382 | Quad insulator | 342 | 697.68 | RAW | Others |  | SCULPTEO
SPEC-384 | CA PHOTODIODES | 97 | 291.97 | RAW | Others |  | BMA TECHNOLOGIES LTD
SPEC-385 | Quad-b sleeve | 530 | 143.1 | RAW | Others |  | China Synergy Group
SPEC-386 | CA TOUCH CONTROLLER | 53 | 191.44 | RAW | Others |  | BMA TECHNOLOGIES LTD
SPEC-387 | CA EXTENSION (VALVES,SENSOR NTC) | 78 | 597.01 | RAW | Others |  | BMA TECHNOLOGIES LTD
SPEC-388 | CA LVDS | 302 | 3561.46 | RAW | Others |  | BMA TECHNOLOGIES LTD
SPEC-389 | CA AC COOLING UNIT (FILTER INPUT, COMPRESSOR) | 57 | 156.86 | RAW | Refrigerator |  | BMA TECHNOLOGIES LTD
SPEC-39 | MHR-b CaliQuad Body | 425 | 12377.87 | RAW | Others |  | DONGGUAN ZHUOHANG LTD
SPEC-390 | CA AC COOLING UNIT (FILTER LOAD, RELAY INPUT) | 57 | 112.75 | RAW | Refrigerator |  | BMA TECHNOLOGIES LTD
SPEC-391 | CA AC COOLING UNIT (FILTER OUTPUT, COMPRESSOR OUTPUT AND CHILLER FAN) | 57 | 84.32 | RAW | Refrigerator |  | BMA TECHNOLOGIES LTD
SPEC-392 | CA VALVES AND PUMP CONTROL RELAY | 57 | 274.51 | RAW | Water pump |  | BMA TECHNOLOGIES LTD
SPEC-397 | Half din rail | 140 | 88.2 | RAW | Others |  | LASER GALICIA S.L.
SPEC-399 | 93655A416 [M3 x 0.50 mm Thread Size, 6 mm Hex Size, 5 mm Long, 18-8 SS, M-F Hex Standoff] | 198 | 50.49 | RAW | Others | ALSABE EFECTOS NAVALES E INDUSTRIALES SL | 0
SPEC-400 | Socket Head Screw, ISO 4762 M5 x 0.8 mm Thread, 12 mm Long, SS | 232 | 9.28 | RAW | Mechanized components | ALSABE EFECTOS NAVALES E INDUSTRIALES SL | ALSABE EFECTOS NAVALES E INDUSTRIALES SL
SPEC-406 | Blue tube OD.8mm, ID.5.5mm, 25mts - 1025U08 04 | 376.115 | 528.07 | RAW | Mechanized components | COMERCIAL BECANI SL | COMERCIAL BECANI S.L.
SPEC-407 | Blue tube OD.6mm, ID.4mm, 25mts - 1025U06 04 | 191.075 | 167.58 | RAW | Mechanized components | COMERCIAL BECANI SL | COMERCIAL BECANI S.L.
SPEC-416 | O ring (cordón tórico de silicona, tubos de 5m) (meter a stock por mts) | 204.08 | 790.35 | RAW | Others | ALSABE EFECTOS NAVALES E INDUSTRIALES SL | RS AMIDATA SAU
SPEC-418 | Clear tube, OD.4mm, ID.2,5mm, 25mts - 1025U04R08 | 207.95 | 140.16 | RAW | Mechanized components | COMERCIAL BECANI SL | COMERCIAL BECANI S.L.
SPEC-419 | Connector console cover | 2 | 26.57 | RAW | Frontal and Handpiece casing |  | DONGGUAN ZHUOHANG LTD
SPEC-420 | Connector M5 ferrule | 95 | 251.75 | RAW | Others |  | DONGGUAN ZHUOHANG LTD
SPEC-422 | M3 nut cover | 139 | 310.17 | RAW | Frontal and Handpiece casing |  | DONGGUAN ZHUOHANG LTD
SPEC-423 | Pneumatic male fitting Ø4 - Harting 09 14 000 6153 | 97 | 756.02 | RAW | Electronic components | FARNELL | RS AMIDATA SAU
SPEC-424 | Harting 8 signal female - 09 14 008 2734 | 33 | 869.72 | RAW | Harting connectors |  | FARNELL
SPEC-425 | Capillary | 215.6 | 594.42 | RAW | Others |  | PECOMARK
SPEC-426/DF | PTS-0490.002 [Single Tip, Coated] (ACRO) DEFECTUOSO | 27 | 1139.48 | DEFECTIVE | Others |  | CROMADOS ACRO
SPEC-426/OER | Single Tip, Coated | 21 | 2742.81 | DEFECTIVE | Others |  | OERLIKON BALZERS COATING SPAIN SAU
SPEC-427/DF | Puntera Quad MHR Cromada (ACRO) CON DEFECTOS | 132 | 12355.2 | DEFECTIVE | Others |  | CROMADOS ACRO
SPEC-427/OER | Quad Tip, Coated | 47 | 4459.83 | DEFECTIVE | Others |  | OERLIKON BALZERS COATING SPAIN SAU
SPEC-428/DF | Puntera Dual MHR Cromada (ACRO) CON DEFECTOS | 108 | 10099.08 | DEFECTIVE | Others |  | CROMADOS ACRO
SPEC-428/OER | Dual Tip, coated | 42 | 3927.42 | DEFECTIVE | Others |  | OERLIKON BALZERS COATING SPAIN SAU
SPEC-429 | Single window | 171 | 5294.16 | RAW | Optics/sapphires/prisms |  | FUZHOU JYS OPTRONICS CO. LTD
SPEC-430 | Quad window | 104 | 4563.81 | RAW | Optics/sapphires/prisms |  | FUZHOU JYS OPTRONICS CO. LTD
SPEC-431 | Dual window | 156 | 6135.56 | RAW | Optics/sapphires/prisms |  | FUZHOU JYS OPTRONICS CO. LTD
SPEC-432 | M5 x 5.5 Nipple | 870 | 81.78 | RAW | Others |  | DONGGUAN ZHUOHANG LTD
SPEC-436 | Mains EMI Filter - SFN2030B-16-06 | 73 | 1720.34 | RAW | Others |  | ARROW IBERIA ELECTRONICA SLU
SPEC-436/DF | PTS-0409 [Mains Emi filter - Schaffner SFN2030B-16-06] DEFECTUOSO | 100 | 2258 | DEFECTIVE | Others |  | RS AMIDATA SAU
SPEC-438 | Fuse socket 5x20mm - Littelfuse Inc.- 82000000005 | 25 | 46.19 | RAW | Electronic components | FARNELL | FARNELL
SPEC-438/DF | ASM-0408 [Fuse socket 5x20mm - Littelfuse Inc.- 82000000005] DEFECTUOSO | 13 | 24.18 | DEFECTIVE | Others |  | FARNELL
SPEC-439 | Mains IEC C20 Socket | 25 | 61.58 | RAW | Electronic components | RS AMIDATA SAU | FARNELL
SPEC-440 | Fitting M5 4mm T - 3198 04 19 | 592 | 2685.31 | RAW | Others |  | COMERCIAL BECANI S.L.
SPEC-441 | Fitting M5 4mm 90 - 3169 04 19 | 21 | 116.5 | RAW | Mechanized components | COMERCIAL BECANI SL | COMERCIAL BECANI S.L.
SPEC-441/METALWORK | Racor acodado 2L31001 Metalwork | 86 | 251.02 | RAW | Others |  | COMERCIAL BECANI S.L.
SPEC-442 | O ring 2x1 | 3959 | 153.68 | RAW | Others | ALSABE EFECTOS NAVALES E INDUSTRIALES SL | ROEIRASA
SPEC-443 | O ring 33x1.5 | 940 | 216.2 | RAW | Others | ALSABE EFECTOS NAVALES E INDUSTRIALES SL | ALSABE EFECTOS NAVALES E INDUSTRIALES SL
SPEC-444 | Pan Head Screw, ISO 7045 M4 x 0.70 mm Thread, 6mm Long, SS | 66 | 1.65 | RAW | Mechanized components | ALSABE EFECTOS NAVALES E INDUSTRIALES SL | ALSABE EFECTOS NAVALES E INDUSTRIALES SL
SPEC-447 | TORNILLO DIN 912 M4x30 INOX (ALLEN) | 920 | 73.6 | RAW | Mechanized components | ALSABE EFECTOS NAVALES E INDUSTRIALES SL | ALSABE EFECTOS NAVALES E INDUSTRIALES SL
SPEC-449 | Socket Head Screw, ISO 4762 M4 x 0.7 mm Thread, 8 mm Long, SS | 2647 | 105.88 | RAW | Mechanized components | ALSABE EFECTOS NAVALES E INDUSTRIALES SL | ALSABE EFECTOS NAVALES E INDUSTRIALES SL
SPEC-450 | Prevailing Torque Nut, M4 x 0.7 mm Thread, 5.3 mm High, Class 8, Zinc Plated | 11 | 0.11 | RAW | Mechanized components | ALSABE EFECTOS NAVALES E INDUSTRIALES SL | ALSABE EFECTOS NAVALES E INDUSTRIALES SL
SPEC-451 | Pan Head Screws, M4 x 0.70 mm Thread, 8mm Long, SS | 1728 | 86.4 | RAW | Mechanized components | ALSABE EFECTOS NAVALES E INDUSTRIALES SL | ALSABE EFECTOS NAVALES E INDUSTRIALES SL
SPEC-452 | Multicomp S286B-1 Keyswitch | 31 | 158.5 | RAW | Electronic components | FARNELL | FARNELL
SPEC-453 | Airswitch - Herga 6872-AC | 91 | 1686.23 | RAW | Electronic components | FARNELL | FARNELL
SPEC-454 | Door Interlock NP2RX-BAG | 7 | 33.56 | RAW | Electronic components | FARNELL | ARROW IBERIA ELECTRONICA SLU
SPEC-455 | Pneumatic x3 Body - Harting 09 14 003 4501 | 159 | 430.26 | RAW | Electronic components | FARNELL | ELECTRONICA EDIMAR
SPEC-456 | Han Modular x2 40A - HARTING 09 14 002 2701 | 24 | 507.29 | RAW | Electronic components | FARNELL | RS AMIDATA SAU
SPEC-456/DF | Han Modular x2 40A - HARTING 09 14 002 2701 DF | 6 | 135.9 | DEFECTIVE | Harting connectors |  | 0
SPEC-457 | Prevailing Torque Nut, M3 x 0.5 mm Thread, 4 mm High, Class 8, Zinc Plated | 176 | 3.52 | RAW | Mechanized components | ALSABE EFECTOS NAVALES E INDUSTRIALES SL | ALSABE EFECTOS NAVALES E INDUSTRIALES SL
SPEC-459/DF | ASM-0482.002 [ASM Quad Tip] CROMADA Y CON CAPILAR EQUALTIA DEFECTUOSO | 1 | 106.69 | DEFECTIVE | Others |  | EQUALTIA CENTRO ESP. EMPLEO
SPEC-461/DF | ASM-0468.002 [ASM Single Tip] CROMADA Y CON CAPILAR EQUALTIA DEFECTUOSO | 1 | 106.6 | DEFECTIVE | Others |  | EQUALTIA CENTRO ESP. EMPLEO
SPEC-461/OER | ASM Single Tip | 15 | 1240.05 | DEFECTIVE | Others |  | 0
SPEC-464/OER | ASM Dual Tip | 3 | 319.8 | DEFECTIVE | Others |  | 0
SPEC-470 | PCB Main Board MDD | 55 | 12294.04 | RAW | Motherboard and wires |  | INSYTE
SPEC-473 | PCB Lambda relay | 106 | 1335.4 | RAW | Motherboard and wires |  | ELECTRONICA Y COMUNICACIONES NOROESTE S.L.
SPEC-474/AMZ | PCB 12V Thermostat Amazon | 49 | 436.59 | RAW | Motherboard and wires |  | 0
SPEC-480/230 | MHR 230 Wirings | 3 | 591.32 | RAW | Others |  | INSYTE
SPEC-487 | PCB Buffer ASM (placa PCB de los MDD, no de los MHR) | 56 | 1250.6 | RAW | Motherboard and wires |  | ELECTRONICA Y COMUNICACIONES NOROESTE S.L.
SPEC-492 | Mains, Key, Fuse Enclosure | 56 | 1647.91 | RAW | Box |  | DONGGUAN ZHUOHANG LTD
SPEC-492/DF | PTS-0088.002 [Mains, Key, Fuse Enclosure] DEFECTUOSO | 28 | 823.96 | DEFECTIVE | Box |  | DONGGUAN ZHUOHANG LTD
SPEC-494 | Blue tube, OD.4mm, ID.2,5mm, 25mts - 1025U0404 | 463.1 | 247.3 | RAW | Mechanized components | COMERCIAL BECANI SL | COMERCIAL BECANI S.L.
SPEC-496 | Sherlock Female Connector Housing, 2mm Pitch, 6 Way, 1 Row | 451 | 56.46 | RAW | Electronic components | RS AMIDATA SAU | RS AMIDATA SAU
SPEC-5 | b Mosfet Heat Spreader | 105 | 2706.77 | RAW | Others |  | LASER GALICIA S.L.
SPEC-50 | MHR-b HP Cover L | 73 | 3233.17 | RAW | Frontal and Handpiece casing |  | ENRIQUE AGUILAR
SPEC-506 | Carcasa pistola MDD + soporte (MDD r cover + hanger) | 16 | 940.96 | RAW | Frontal and Handpiece casing |  | TECN Y PROY DE INGENIERÍA SL
SPEC-509 | Rivet Nut M4 | 232 | 30.16 | RAW | Mechanized components | ALSABE EFECTOS NAVALES E INDUSTRIALES SL | ALSABE EFECTOS NAVALES E INDUSTRIALES SL
SPEC-51 | b Frontal Cover | 139 | 34146.12 | RAW | Frontal and Handpiece casing |  | ENRIQUE AGUILAR
SPEC-511 | M-F Hex Standoff Spacer, M3-10-5-2, 5mm, 10mm Long, M3, Brass | 98 | 137.2 | RAW | Others | ALSABE EFECTOS NAVALES E INDUSTRIALES SL | ALSABE EFECTOS NAVALES E INDUSTRIALES SL
SPEC-512 | Socket Head Screw, ISO 4762 M3 x 0.5 mm Thread, 6 mm Long, SS | 2273 | 90.75 | RAW | Mechanized components | ALSABE EFECTOS NAVALES E INDUSTRIALES SL | ALSABE EFECTOS NAVALES E INDUSTRIALES SL
SPEC-513 | Socket Head Screw, ISO 4762 M4 x 0.7 mm Thread, 40 mm Long, 20mm Thread length, SS | 1060 | 63.6 | RAW | Mechanized components | ALSABE EFECTOS NAVALES E INDUSTRIALES SL | ALSABE EFECTOS NAVALES E INDUSTRIALES SL
SPEC-514 | Hex Socket Countersunk Head Screw, ISO 10642, M3 x 0.5 mm Thread, 10 mm Long, SS | 2982 | 59.64 | RAW | Mechanized components | ALSABE EFECTOS NAVALES E INDUSTRIALES SL | ALSABE EFECTOS NAVALES E INDUSTRIALES SL
SPEC-516 | Prevailing torque High Nut, M10 x 1.5 mm Thread, Class 8, Zinc-Plated Steel | 1802 | 270.3 | RAW | Mechanized components | ALSABE EFECTOS NAVALES E INDUSTRIALES SL | ALSABE EFECTOS NAVALES E INDUSTRIALES SL
SPEC-517 | Prevailing torque High Nut, M6 x 1.0 mm Thread, Class 8, Zinc-Plated Steel | 232 | 4.64 | RAW | Mechanized components |  | ALSABE EFECTOS NAVALES E INDUSTRIALES SL
SPEC-518 | Socket Head Screw, ISO 4762 M5 x 0.8 mm Thread, 16 mm Long, SS | 4345 | 217.25 | RAW | Mechanized components | ALSABE EFECTOS NAVALES E INDUSTRIALES SL | ALSABE EFECTOS NAVALES E INDUSTRIALES SL
SPEC-525 | Anti-tip label - TIP-N-TELL | 261 | 457.79 | RAW | Others | EMBALAJES CANTABRIA, SL | EMBALAJES CANTABRIA, S.L.
SPEC-527 | Holt melt adhesive white | 720 | 406.4 | RAW | Others | ALSABE EFECTOS NAVALES E INDUSTRIALES SL | ALSABE EFECTOS NAVALES E INDUSTRIALES SL
SPEC-528 | Insulation pipe - XG-06X006 | 248.8 | 114.45 | RAW | Others | PECOMARK | PECOMARK
SPEC-529 | Norland Optical Adhesive - 68 | 1 | 54.75 | RAW | Optics/sapphires/prisms | ALSABE EFECTOS NAVALES E INDUSTRIALES SL | ALSABE EFECTOS NAVALES E INDUSTRIALES SL
SPEC-535 | Advantech - SSD 32Gb - Spare part | 15 | 706.95 | RAW | Computer | ADVANTECH EUROPE B.V. | INSYTE
SPEC-541 | Moludar contactor, 25A, 4 Poles | 58 | 2212.12 | RAW | Electronic components | FARNELL | RS AMIDATA SAU
SPEC-542 | Mains box - b | 57 | 1677.34 | RAW | Box |  | DONGGUAN ZHUOHANG LTD
SPEC-543 | x4 Conn Cons Cover | 37 | 865.93 | RAW | Frontal and Handpiece casing |  | DONGGUAN ZHUOHANG LTD
SPEC-543/DF | PTS-0226.003 [x4 Conn Cons Cover] DEFECTUOSO | 85 | 1995.8 | DEFECTIVE | Frontal and Handpiece casing |  | DONGGUAN ZHUOHANG LTD
SPEC-544 | CA TOUCH DC IN | 257 | 883.48 | RAW | Others |  | BMA TECHNOLOGIES LTD
SPEC-545 | LA_0005 v1 | 7 | 0.35 | RAW | Others |  | TUKAN SOMOS IMPRESORES SLL
SPEC-546 | Maximum Room Temperature | 34 | 10.85 | RAW | Others |  | TUKAN SOMOS IMPRESORES SLL
SPEC-552 | Grower Washer, M5, 5.4 mm ID, 8.8 mm OD, SS | 232 | 2.32 | RAW | Mechanized components | ALSABE EFECTOS NAVALES E INDUSTRIALES SL | ALSABE EFECTOS NAVALES E INDUSTRIALES SL
SPEC-553 | Grower washer, M4, 4.4 mm ID, 7 mm OD, SS | 2497 | 24.97 | RAW | Mechanized components | ALSABE EFECTOS NAVALES E INDUSTRIALES SL | ALSABE EFECTOS NAVALES E INDUSTRIALES SL
SPEC-554 | Slotted Countersunk Head Screws, M3, Thread 12mm long, Nylon | 198 | 29.7 | RAW | Mechanized components | ESSENTRA Components S.L.U. | ALSABE EFECTOS NAVALES E INDUSTRIALES SL
SPEC-555 | Pan Head Screw, M3 x 0.50 mm Thread, 8mm Long, SS | 232 | 34.8 | RAW | Mechanized components | ALSABE EFECTOS NAVALES E INDUSTRIALES SL | ALSABE EFECTOS NAVALES E INDUSTRIALES SL
SPEC-556 | Grower washer, M3, 3.4 mm ID, 5.6 mm OD, SS | 2201 | 22.01 | RAW | Mechanized components | ALSABE EFECTOS NAVALES E INDUSTRIALES SL | ALSABE EFECTOS NAVALES E INDUSTRIALES SL
SPEC-559 | Socket Head Screw, ISO 4762 M2 x 0.4 mm Thread, 12 mm Long, SS | 22 | 0.88 | RAW | Mechanized components | ALSABE EFECTOS NAVALES E INDUSTRIALES SL | ALSABE EFECTOS NAVALES E INDUSTRIALES SL
SPEC-560 | Slotted Countersunk Head Screws, M3, Thread 10mm long, Nylon | 1055 | 285.85 | RAW | Mechanized components | ESSENTRA Components S.L.U. | RS AMIDATA SAU
SPEC-561 | O ring 3.5x2 | 283 | 19.81 | RAW | Electronic components | RS AMIDATA SAU | RS AMIDATA SAU
SPEC-565 | Frontal Cover gasket | 450.24 | 986.03 | RAW | Frontal and Handpiece casing |  | ALSABE EFECTOS NAVALES E INDUSTRIALES SL
SPEC-566 | Interlock protector | 224 | 792.96 | RAW | Others |  | DONGGUAN ZHUOHANG LTD
SPEC-568 | Cable Tie Mount | 1389 | 420.87 | RAW | Wires |  | ESSENTRA COMPONENTS S.L.U.
SPEC-569 | 3.5x200mm Cable Tie | 4550 | 136.5 | RAW | Wires |  | ALSABE EFECTOS NAVALES E INDUSTRIALES SL
SPEC-571 | CA EXTENSION SENSOR NTC | 58 | 47.39 | RAW | Others |  | BMA TECHNOLOGIES LTD
SPEC-572 | Dual-b sleeve | 790 | 213.3 | RAW | Others |  | China Synergy Group
SPEC-573 | Dual-b Window | 171 | 5688.06 | RAW | Optics/sapphires/prisms |  | FUZHOU JYS OPTRONICS CO. LTD
SPEC-574 | O ring 30x1mm, black, NBR | 382 | 357.93 | RAW | Electronic components | RS AMIDATA SAU | RS AMIDATA SAU
SPEC-577 | Lasermet FDA AP-32x16 | 47 | 21.15 | RAW | Glasses | LASERMET LTD | LASERMET LTD
SPEC-578 | Quad-b window | 64 | 4752 | RAW | Optics/sapphires/prisms | FUZHOU JYS OPTRONICS CO., LTD | FUZHOU JYS OPTRONICS CO. LTD
SPEC-579 | Hex Socket Countersunk Head Screw, ISO 10642, M5 x 0.8 mm Thread, 20 mm Long, SS | 184 | 9.2 | RAW | Mechanized components | ALSABE EFECTOS NAVALES E INDUSTRIALES SL | ALSABE EFECTOS NAVALES E INDUSTRIALES SL
SPEC-580 | Flat Washer, ISO 7093, M5, 5.3 mm ID, 15 mm OD | 1471.08 | 29.42 | RAW | Mechanized components | ALSABE EFECTOS NAVALES E INDUSTRIALES SL | ALSABE EFECTOS NAVALES E INDUSTRIALES SL
SPEC-582 | Plain Washer, ISO 7089, M10, 10.5 mm ID, 20 mm OD, SS | 1815 | 72.6 | RAW | Mechanized components | ALSABE EFECTOS NAVALES E INDUSTRIALES SL | ALSABE EFECTOS NAVALES E INDUSTRIALES SL
SPEC-583 | Hex Socket Countersunk Head Screw, ISO 10642, M5 x 0.8 mm Thread, 25 mm Long, SS | 4730 | 141.9 | RAW | Mechanized components | ALSABE EFECTOS NAVALES E INDUSTRIALES SL | ALSABE EFECTOS NAVALES E INDUSTRIALES SL
SPEC-584 | Hex Socket Countersunk Head Screw, ISO 10642, M6 x 1 mm Thread, 40 mm Long, SS | 2429 | 364.35 | RAW | Mechanized components | ALSABE EFECTOS NAVALES E INDUSTRIALES SL | ALSABE EFECTOS NAVALES E INDUSTRIALES SL
SPEC-585 | Oversized Washer, DIN 9021, 6.4 mm ID, 18 mm OD,SS | 1820 | 54.6 | RAW | Mechanized components | ALSABE EFECTOS NAVALES E INDUSTRIALES SL | ALSABE EFECTOS NAVALES E INDUSTRIALES SL
SPEC-587 | Semiconductor thermal grease | 25 | 396.1 | RAW | Electronic components | RS AMIDATA SAU | RS AMIDATA SAU
SPEC-588 | M-F Hex Standoff Spacer, M3, 5mm Hex size, 10mm Long ,8 mm Thread size, Brass | 620 | 930 | RAW | Others | ESSENTRA Components S.L.U. | ALSABE EFECTOS NAVALES E INDUSTRIALES SL
SPEC-589 | M-F Hex Standoff Spacer, M5, 8mm Hex size, 10mm Long ,8 mm Thread size, Brass | 1117 | 2345.7 | RAW | Electronic components | FARNELL | ALSABE EFECTOS NAVALES E INDUSTRIALES SL
SPEC-590 | Self Adhesive Natural Cable Tie Mount 19 mm x 19mm, 4.1mm Max. Cable Tie Width | 10301 | 1019.8 | RAW | Electronic components | RS AMIDATA SAU | RS AMIDATA SAU
SPEC-591 | Bolt Protection Cap, M8, Distance Across Flats 12.8 mm, LDPE | 1512 | 440.07 | RAW | Mechanized components | ESSENTRA Components S.L.U. | ESSENTRA COMPONENTS S.L.U.
SPEC-592 | Tight-Grip External-Tooth Lock Washer,M4,DIN 6798, 4.3 mm ID, 8 mm OD,SS] | 4290 | 85.8 | RAW | Mechanized components | ALSABE EFECTOS NAVALES E INDUSTRIALES SL | ALSABE EFECTOS NAVALES E INDUSTRIALES SL
SPEC-593 | Touchscreen gasket | 28.44 | 141.44 | RAW | Electronic components | RS AMIDATA SAU | RS AMIDATA SAU
SPEC-595 | Fuse plate 110-130 | 29 | 87 | RAW | Others |  | TUKAN SOMOS IMPRESORES SLL
SPEC-596 | Flat Tip Screw, ISO 4026, DIN 913, M4 x 0.7 mm Thread, 8 mm Long, SS | 35 | 1.4 | RAW | Mechanized components | ALSABE EFECTOS NAVALES E INDUSTRIALES SL | ALSABE EFECTOS NAVALES E INDUSTRIALES SL
SPEC-597 | Black tube, OD.4mm, ID.2.5mm, 25mts - 1025U04R01 | 260.8 | 185.95 | RAW | Mechanized components | COMERCIAL BECANI SL | COMERCIAL BECANI S.L.
SPEC-598 | Flat Tip Screw, ISO 4026, DIN 913, M4 x 0.7 mm Thread, 6 mm Long, SS | 3008 | 60.16 | RAW | Mechanized components | ALSABE EFECTOS NAVALES E INDUSTRIALES SL | ALSABE EFECTOS NAVALES E INDUSTRIALES SL
SPEC-599 | SUPER GLUE BRUSH ON, 5G | 29 | 362.5 | RAW | Electronic components | FARNELL | ALSABE EFECTOS NAVALES E INDUSTRIALES SL
SPEC-6 | Angle Mount | 90 | 111.6 | RAW | Others |  | LASER GALICIA S.L.
SPEC-600 | Green/Yellow wire, UL1015,16AWG | 302.2 | 54.02 | RAW | Electronic components | FARNELL | FARNELL
SPEC-601 | Plain Washer, ISO 7089, M3, 3.2mm ID, 7 mm OD, SS | 5772 | 34.63 | RAW | Mechanized components | ALSABE EFECTOS NAVALES E INDUSTRIALES SL | ALSABE EFECTOS NAVALES E INDUSTRIALES SL
SPEC-605 | Legris black tube, 3mm OD, 1.8mm ID - 1025U030118 | 200 | 3856 | RAW | Mechanized components | COMERCIAL BECANI SL | COMERCIAL BECANI S.L.
SPEC-606 | Countersunk Washer, 5.3 mm ID, 16 mm OD, SS | 318 | 6.36 | RAW | Mechanized components | ALSABE EFECTOS NAVALES E INDUSTRIALES SL | ALSABE EFECTOS NAVALES E INDUSTRIALES SL
SPEC-607 | Fitting 90º M3_D3 - 3218 03 09 | 1060 | 8586 | RAW | Mechanized components | COMERCIAL BECANI SL | COMERCIAL BECANI S.L.
SPEC-612 | Vernis Insulating Silicone Varnish- V 991 | 12 | 294.28 | RAW | Others |  | RS AMIDATA SAU
SPEC-614 | Slot Countersunk Head Screw, DIN 963, M2 x 0.4 mm Thread, 20 mm Long, SS | 2116 | 63.48 | RAW | Electronic components | RS AMIDATA SAU | ALSABE EFECTOS NAVALES E INDUSTRIALES SL
SPEC-616 | Hex Socket Countersunk Head Screw, ISO 10642, M5 x 0.8 mm Thread, 10 mm Long, SS | 358 | 10.74 | RAW | Mechanized components | ALSABE EFECTOS NAVALES E INDUSTRIALES SL | #N/A
SPEC-621 | O-Ring 34x1.5mm, Black, EPDM | 493 | 197.2 | RAW | Others | ALSABE EFECTOS NAVALES E INDUSTRIALES SL | ALSABE EFECTOS NAVALES E INDUSTRIALES SL
SPEC-623 | Flat Tip Screw, ISO 4026, M3 x0.5 mm Thread , 6 mm Long, SS | 4069 | 481.76 | RAW | Mechanized components | ALSABE EFECTOS NAVALES E INDUSTRIALES SL | ALSABE EFECTOS NAVALES E INDUSTRIALES SL
SPEC-624 | Socket Head Screw, ISO 4762, M2x0.4 mm Thread, 6 mm Long, SS | 474 | 37.92 | RAW | Mechanized components | ALSABE EFECTOS NAVALES E INDUSTRIALES SL | ALSABE EFECTOS NAVALES E INDUSTRIALES SL
SPEC-625 | O-Ring 1.5x1mm, Black ,EPDM | 4092 | 204.6 | RAW | Others | ALSABE EFECTOS NAVALES E INDUSTRIALES SL | ALSABE EFECTOS NAVALES E INDUSTRIALES SL
SPEC-626 | Hex Drive Flat Head screw, ISO 10642, M4x0.7 mm Thread, 10 mm Long, SS | 80 | 2.16 | RAW | Mechanized components | ALSABE EFECTOS NAVALES E INDUSTRIALES SL | ALSABE EFECTOS NAVALES E INDUSTRIALES SL
SPEC-636 | SRF Base 910 Painted, RAL 9010 | 4 | 140.36 | RAW | Painting |  | LASER GALICIA S.L.
SPEC-636/DF | PTS-1929.001 [SRF Base 910 Painted] DEFECTUOSO | 8 | 280.72 | DEFECTIVE | Painting |  | LASER GALICIA S.L.
SPEC-640 | SRF Top Tray | 10 | 376.7 | RAW | Others |  | LASER GALICIA S.L.
SPEC-641 | SRF Filter Mount | 12 | 68.24 | RAW | Others |  | LASER GALICIA S.L.
SPEC-642 | SRF Filter Mount Top | 12 | 14.28 | RAW | Others |  | 0
SPEC-643 | SRF Hydraulic Mount | 5 | 73.6 | RAW | Others |  | LASER GALICIA S.L.
SPEC-646 | SRF Radiador tripe Alphacool (spec-646) | 18 | 471.06 | RAW | Others |  | AQUATUNING (SU-LML)
SPEC-647 | SRF Ventilador ref. NMB 05015SS-24R-00 (2672958 Farnell) | 40 | 415.12 | RAW | Others |  | FARNELL
SPEC-648 | Legris 90 deg 1/4_6mm 31990613 | 141 | 436.67 | RAW | Mechanized components | COMERCIAL BECANI SL | COMERCIAL BECANI S.L.
SPEC-649 | SRF rejilla del ventilador (Finger Guard 50x50) (farnell 2533088) | 21 | 23.12 | RAW | Others |  | FARNELL
SPEC-653 | Legris 3181_06_19 Fitting Round Body M5-6mm | 103 | 181.69 | RAW | Mechanized components | COMERCIAL BECANI SL | COMERCIAL BECANI S.L.
SPEC-660 | Advantech -SQF-SHMM2-64G-S9C | 90 | 6353.1 | RAW | Computer | ADVANTECH EUROPE B.V. | Advantech Europe B.V.
SPEC-682 | Conector RJ45 Cat5e hembra Amphenol Industrial serie LTW, de 8/8 vías (RS 7980701) | 70 | 537.25 | RAW | Electronic components | RS AMIDATA SAU | RS AMIDATA SAU
SPEC-689 | Harting 09 30 016 0301 Connector Cover Han 16B-HBM-double lever | 262 | 6581.18 | RAW | Electronic components | RS AMIDATA SAU | RS AMIDATA SAU
SPEC-694 | DUAL-Aesth-810-b Yellow Label | 275 | 72.75 | RAW | Others |  | TUKAN SOMOS IMPRESORES SLL
SPEC-695 | QUAD-Aesth-810-b Yellow Label | 456 | 271.94 | RAW | Others |  | TUKAN SOMOS IMPRESORES SLL
SPEC-696 | DUAL-Aesth-BLEND-b Yellow Label | 278 | 40.31 | RAW | Others |  | TUKAN SOMOS IMPRESORES SLL
SPEC-697 | QUAD-Aesth-BLEND-b Yellow Label | 354 | 150.8 | RAW | Others |  | TUKAN SOMOS IMPRESORES SLL
SPEC-7 | Front Mount L | 51 | 50.4 | RAW | Others |  | LASER GALICIA S.L.
SPEC-70 | CPU Heatsink | 175 | 367.87 | RAW | Others |  | DONGGUAN ZHUOHANG LTD
SPEC-701/DF | Dual-b, capillary, chrome coated | 74 | 6332.18 | DEFECTIVE | Others |  | CROMADOS ACRO
SPEC-703 | Quad-b, capillary | 1 | 102.86 | RAW | Others |  | DONGGUAN ZHUOHANG LTD
SPEC-705/DF | Quad-b, capillary, chrome coated | 94 | 8220.3 | DEFECTIVE | Others |  | CROMADOS ACRO
SPEC-714 | RJ-45 data transmission connection, 1m ,CAT6, 28AWG | 58 | 63.8 | RAW | Others |  | LUX GIJON
SPEC-715 | RJ 45 Panel Mount Connector , female-female, Cat6 | 57 | 279.3 | RAW | Electronic components | FARNELL | FARNELL
SPEC-718 | HP Seal Blend | 408 | 1060.8 | RAW | Others |  | SCULPTEO
SPEC-720 | Renata CR-1220-MFR 3V/40mAh Lithium Battery | 281 | 334.45 | RAW | Electronic components | FARNELL | FARNELL
SPEC-721 | Single-b Window | 61 | 2196 | RAW | Optics/sapphires/prisms | FUZHOU JYS OPTRONICS CO., LTD | FUZHOU JYS OPTRONICS CO. LTD
SPEC-724 | Single-b Sleeve | 922 | 248.94 | RAW | Others |  | China Synergy Group
SPEC-725 | Single-b Frame | 123 | 2785.95 | RAW | Mechanized components |  | Joan Bonastre
SPEC-728_es | Treatment Room Laser Radiation Poster - Spanish version | 10 | 10.1 | RAW | Others |  | TUKAN SOMOS IMPRESORES SLL
SPEC-729 | Single-b channels, chrome coated | 128 | 9415.68 | RAW | Others |  | CROMADOS ACRO
SPEC-73 | DUAL 810-b Yellow Label | 32 | 4.74 | RAW | Others |  | TUKAN SOMOS IMPRESORES SLL
SPEC-730 | Single 8x8 Prism | 375 | 14420.24 | RAW | Optics/sapphires/prisms | FUZHOU JYS OPTRONICS CO., LTD | FUZHOU JYS OPTRONICS CO. LTD
SPEC-734 | Dual 13,5x14,5 Prism | 327 | 10976.35 | RAW | Optics/sapphires/prisms | FUZHOU JYS OPTRONICS CO., LTD | FUZHOU JYS OPTRONICS CO. LTD
SPEC-735 | Quad 25,5x14,5 Prism | 153 | 4546.2 | RAW | Optics/sapphires/prisms | FUZHOU JYS OPTRONICS CO., LTD | FUZHOU JYS OPTRONICS CO. LTD
SPEC-736 | Monocrom Laser Diode, 20 bars, 810 nm, 200A, 4000W | 29 | 83820 | RAW | Diode | MONOCROM SL | MONOCROM S.L
SPEC-737 | SINGLE-Aesth-810-b Yellow Label | 327 | 56.78 | RAW | Others |  | TUKAN SOMOS IMPRESORES SLL
SPEC-738 | Dual Blend 12x14 Prism | 72 | 3312 | RAW | Optics/sapphires/prisms | FUZHOU JYS OPTRONICS CO., LTD | FUZHOU JYS OPTRONICS CO. LTD
SPEC-739 | Quad Blend 14x24 Prism | 74 | 3945.68 | RAW | Optics/sapphires/prisms | FUZHOU JYS OPTRONICS CO., LTD | FUZHOU JYS OPTRONICS CO. LTD
SPEC-74 | QUAD 810-b Yellow Label | 38 | 5.62 | RAW | Others |  | TUKAN SOMOS IMPRESORES SLL
SPEC-740 | Dual-b channels, chrome coated | 32 | 3159.04 | RAW | Others |  | 0
SPEC-741 | Quad-b channels, chrome coated | 130 | 10749.7 | RAW | Others |  | 0
SPEC-747 | MHR-b Aesth Calibration Port Label | 505 | 42.98 | RAW | Others |  | TUKAN SOMOS IMPRESORES SLL
SPEC-753 | Operator goggles 750-1100 nm O.D7+ | 98 | 2477.19 | RAW | Others | LASERPAIR CO., LIMITED | LASERPAIR CO. LIMITED
SPEC-755 | Win 10 IoT Ent 2019 LTSC Entry | 211 | 7625.7 | RAW | Others | ADVANTECH EUROPE B.V. | Advantech Europe B.V.
SPEC-756 | Molex DuraClick Wire-to-Board Receptable Housing, Single Row, 6 circuits, natural | 422 | 143.48 | RAW | Electronic components | RS AMIDATA SAU | RS AMIDATA SAU
SPEC-758 | Top Tray Gray Sticker | 282 | 253.8 | RAW | Others | ALSABE EFECTOS NAVALES E INDUSTRIALES SL | ALSABE EFECTOS NAVALES E INDUSTRIALES SL
SPEC-759 | Zip Bag (packing list/documents) | 523 | 47.07 | RAW | Others | ALSABE EFECTOS NAVALES E INDUSTRIALES SL | ALSABE EFECTOS NAVALES E INDUSTRIALES SL
SPEC-762 | 20AWG TS Wire, OD:1.8mm, Color:Red | 200 | 48.2 | RAW | Electronic components | FARNELL | FARNELL
SPEC-763 | 16A Crimp contact | 100 | 83 | RAW | Others | LEASEIR MEDICAL LIGHT S.L. | LEASEIR MEDICAL LIGHT
SPEC-764 | Plastic Braid OD:5.0mm, Color:Black | 4 | 1.94 | RAW | Electronic components | FARNELL | FARNELL
SPEC-766 | Thermal adhesive tape (1 pieza = 520 uds) | 1720.01 | 79.11 | RAW | Electronic components | FARNELL | FARNELL
SPEC-767 | Tangit PVC-U Special Adhesive | 8 | 144 | RAW | Electronic components | FARNELL | ALSABE EFECTOS NAVALES E INDUSTRIALES SL
SPEC-768 | INSULATION FOAM TAPE 50mmx3mmx15m (meter a stock por mts) | 399.2 | 479.07 | RAW | Others | ALSABE EFECTOS NAVALES E INDUSTRIALES SL | ALSABE EFECTOS NAVALES E INDUSTRIALES SL
SPEC-769 | Gymcol Anaerobic Adhesive | 1 | 36.41 | RAW | Others | ALSABE EFECTOS NAVALES E INDUSTRIALES SL | ALSABE EFECTOS NAVALES E INDUSTRIALES SL
SPEC-771 | Oversized Washer, DIN 9021, M5, 5.3 mm ID, 15 mm OD, SS | 613 | 12.26 | RAW | Mechanized components | ALSABE EFECTOS NAVALES E INDUSTRIALES SL | ALSABE EFECTOS NAVALES E INDUSTRIALES SL
SPEC-772 | CONNECTION STRIP 12 CONTACTS | 228 | 99.18 | RAW | Others | ALSABE EFECTOS NAVALES E INDUSTRIALES SL | ALSABE EFECTOS NAVALES E INDUSTRIALES SL
SPEC-773 | Tesa White duct tape 48mm x50m , 0.18mm thickness | 11 | 153.96 | RAW | Others | ALSABE EFECTOS NAVALES E INDUSTRIALES SL | ALSABE EFECTOS NAVALES E INDUSTRIALES SL
SPEC-774 | CRC Dust Free 360 cleaner,250mL | 16 | 413.31 | RAW | Electronic components | RS AMIDATA SAU | RS AMIDATA SAU
SPEC-775 | EPDM adhesive sheet 12x12x3mm | 102 | 204 | RAW | Others | ALSABE EFECTOS NAVALES E INDUSTRIALES SL | ALSABE EFECTOS NAVALES E INDUSTRIALES SL
SPEC-776 | IEC Appliance Inlet C20 with Filter | 90 | 1356.3 | RAW | Others | MOUSER ELECTRONICS INCORPORATED | MOUSER ELECTRONICS INCORPORATED
SPEC-777 | Relay, DIN rail, 12VDC, 6A, SPDT | 519 | 6482.89 | RAW | Electronic components | RS AMIDATA SAU | RS AMIDATA SAU
SPEC-778 | Heat Shrink Tube, OD:2.5mm, Color:Black | 0.92 | 1.1 | RAW | Electronic components | FARNELL | FARNELL
SPEC-779 | 2.00mm Pitch, Micro-Latch Female Crimp Terminal, Tin (Sn) Plating, 24-30 AWG | 800 | 127.93 | RAW | Electronic components | FARNELL | RS AMIDATA SAU
SPEC-780 | 12AWG TS Wire, OD:4.6mm, Color:Blue | 230.45 | 135.8 | RAW | Electronic components | RS AMIDATA SAU | LUX GIJON
SPEC-781 | 12AWG TS Wire, OD:4.6mm, Color:Red | 532.7 | 312.85 | RAW | Electronic components | RS AMIDATA SAU | LUX GIJON
SPEC-782 | Quakertek Aldeba GT-6, Anhydrous Calcium Grease, 4.5 Kg Can | 2 | 120 | RAW | Others | ALSABE EFECTOS NAVALES E INDUSTRIALES SL | ALSABE EFECTOS NAVALES E INDUSTRIALES SL
SPEC-783 | 4G SO-DDR3-1600 RAM Memory | 67 | 4089.77 | RAW | Others | ADVANTECH EUROPE B.V. | Advantech Europe B.V.
SPEC-785 | Plastic Braid OD:6.0mm, Color:Black (meter a stock por metros) | 347.2 | 226.59 | RAW | Electronic components | FARNELL | FARNELL
SPEC-786 | Heat Shrink Tube Ø1.6mm, -75ºC ~ +150ºC, Color:Black] | 15.2 | 44.92 | RAW | Electronic components | FARNELL | FARNELL
SPEC-788 | USB 2.0 Cable | 115 | 285.04 | RAW | Electronic components | RS AMIDATA SAU | RS AMIDATA SAU
SPEC-789 | BackCover screw mount a | 1106 | 940.11 | RAW | Frontal and Handpiece casing |  | SCULPTEO
SPEC-790 | BackCover screw mount b | 1195 | 1015.95 | RAW | Frontal and Handpiece casing |  | SCULPTEO
SPEC-791 | Heat Shrink Tube, OD: 6.4mm, Color:Black TT0064.NG.C | 180 | 136.93 | RAW | Electronic components | FARNELL | LUX GIJON
SPEC-792 | 3M Heat Shrink Tubing, 1.5/0.5mm BK , -55<>135°C (rollo de 12m) | 60 | 728.86 | RAW | Electronic components | RS AMIDATA SAU | ALSABE EFECTOS NAVALES E INDUSTRIALES SL
SPEC-793 | Hanger base cover | 443 | 567.37 | RAW | Frontal and Handpiece casing |  | SCULPTEO
SPEC-795 | Flat-tip Screw, DIN 913 , M6 x 1.0 mm Thread, 10 mm Long, SS | 912 | 18.24 | RAW | Mechanized components | ALSABE EFECTOS NAVALES E INDUSTRIALES SL | ALSABE EFECTOS NAVALES E INDUSTRIALES SL
SPEC-796 | Cap 1 tube-b | 318 | 762.37 | RAW | Others |  | DONGGUAN ZHUOHANG LTD
SPEC-796/DF | PTS-2142.001 [Cap 1 tube-b] DEFECTUOSO | 73 | 199.8 | DEFECTIVE | Others |  | DONGGUAN ZHUOHANG LTD
SPEC-798 | Cap 4 tubes-b | 332 | 830.9 | RAW | Others |  | DONGGUAN ZHUOHANG LTD
SPEC-798/DF | PTS-2143.001 [Cap 4 tubes-b] DEFECTUOSO | 110 | 312.29 | DEFECTIVE | Others |  | DONGGUAN ZHUOHANG LTD
SPEC-8 | Front Mount R | 43 | 43.66 | RAW | Others |  | LASER GALICIA S.L.
SPEC-802 | Countersunk Pozidriv head wood screw ,ø3.5, 16 mm long | 2999 | 29.99 | RAW | Mechanized components |  | ALSABE EFECTOS NAVALES E INDUSTRIALES SL
SPEC-803 | Legris 3106_03_04, Union 4-3mm tube | 1051 | 4114.67 | RAW | Mechanized components | COMERCIAL BECANI SL | COMERCIAL BECANI S.L.
SPEC-804 | TL-PA4010P Kit, Router 600 Mb/s, AV600 Passthrough Powerline Starter Kit | 29 | 1276 | RAW | Electronic components | RS AMIDATA SAU | RS AMIDATA SAU
SPEC-805 | 18-8 Stainless Steel Cone-Point Set Screw, M6 x 6mm Long, DIN 914 | 1889 | 75.56 | RAW | Mechanized components | ALSABE EFECTOS NAVALES E INDUSTRIALES SL | ALSABE EFECTOS NAVALES E INDUSTRIALES SL
SPEC-806 | Molex Connector,1.00mm Pitch, Pico-Lock Receptacle Crimp Housing, Single Row, Positive Lock, 4 Circuits, Black | 100 | 14 | RAW | Electronic components | FARNELL | FARNELL
SPEC-807 | Translucent silicone Flat Seal, OD 46,1mm , ID 32,20 mm | 651 | 605.43 | RAW | Others |  | LEASEIR MEDICAL LIGHT
SPEC-808 | 18-8 Stainless Steel Hex Drive Countersunk Head Screw, M4 x 10mm long , DIN 7991 | 2855 | 85.65 | RAW | Mechanized components | ALSABE EFECTOS NAVALES E INDUSTRIALES SL | ALSABE EFECTOS NAVALES E INDUSTRIALES SL
SPEC-810 | Loctite 243, single component anaerobic threadlocking glue, 50 mL | 7 | 304.11 | RAW | Electronic components | RS AMIDATA SAU | ROEIRASA
SPEC-811 | Allen Wrench 1.5mm | 157 | 125.59 | RAW | Others | ALSABE EFECTOS NAVALES E INDUSTRIALES SL | ALSABE EFECTOS NAVALES E INDUSTRIALES SL
SPEC-812 | Allen Wrench 2.5mm | 117 | 26.6 | RAW | Others | ALSABE EFECTOS NAVALES E INDUSTRIALES SL | ALSABE EFECTOS NAVALES E INDUSTRIALES SL
SPEC-813 | Plastic Zip Bag, 8x12 cm | 414 | 41.4 | RAW | Others | RAJAPACK, SA | ALSABE EFECTOS NAVALES E INDUSTRIALES SL
SPEC-814 | Plastic Zip Bag, 16 x 25 cm | 603 | 60.35 | RAW | Others | RAJAPACK, SA | RAJAPACK SA
SPEC-815 | Kontakt Chemie PCB cleaner, 400 mL | 21 | 402.57 | RAW | Electronic components | RS AMIDATA SAU | RS AMIDATA SAU
SPEC-816 | Dual Tip | 96 | 5810.85 | RAW | Others |  | DONGGUAN ZHUOHANG LTD
SPEC-816/DF | PTS-2154.001 [Dual Tip] DEFECTUOSO | 35 | 2288.06 | DEFECTIVE | Others |  | DONGGUAN ZHUOHANG LTD
SPEC-817 | 3M Heat Shrink Tubing, 3/1mm BK , -55<>135°C (rollo de 10m) | 131.54 | 347.97 | RAW | Others |  | ALSABE EFECTOS NAVALES E INDUSTRIALES SL
SPEC-818 | Tubo Araldite Adhesive, 5 min, 2x75 ml | 24 | 984 | RAW | Others |  | ALSABE EFECTOS NAVALES E INDUSTRIALES SL
SPEC-819 | 3M Heat Shrink Tubing, 6/2mm BK , -55<>135°C (precio por metro) | 71.01 | 175.52 | RAW | Others |  | RS AMIDATA SAU
SPEC-822 | Sontara Multipurpose EC Wipe, Optical paper, 30x38 cm sheets (400 hojas por rollo) | 987 | 172.72 | RAW | Optics/sapphires/prisms |  | ALSABE EFECTOS NAVALES E INDUSTRIALES SL
SPEC-823 | Single Tip | 441 | 18830.26 | RAW | Others |  | DONGGUAN ZHUOHANG LTD
SPEC-823/DF | PTS-2156.001 [Single Tip] DEFECTUOSO | 3 | 126.61 | DEFECTIVE | Others |  | DONGGUAN ZHUOHANG LTD
SPEC-824 | Finder modular contactor, 25 A, 4 poles, 3NO+1NC | 4 | 157.75 | RAW | Electronic components | FARNELL | FARNELL
SPEC-826 | Quad Tip | 39 | 2582.93 | RAW | Others |  | DONGGUAN ZHUOHANG LTD
SPEC-826/DF | PTS-2158.001 [Quad Tip] DEFECTUOSO | 192 | 12567.94 | DEFECTIVE | Others |  | DONGGUAN ZHUOHANG LTD
SPEC-827 | MetalWork Automatic Fitting R15 Ø3 coupling M3 | 189 | 925.16 | RAW | Mechanized components | COMERCIAL BECANI SL | COMERCIAL BECANI S.L.
SPEC-828 | UN1299 Novodec Acetone | 19 | 85.5 | RAW | Others |  | ALSABE EFECTOS NAVALES E INDUSTRIALES SL
SPEC-829 | UHU Plus endfest 2K 90 min | 2 | 48 | RAW | Others | ALSABE EFECTOS NAVALES E INDUSTRIALES SL | ALSABE EFECTOS NAVALES E INDUSTRIALES SL
SPEC-83 | Lasermet AP-32x16 (Laser Aperture) | 372 | 56.78 | RAW | Glasses | LASERMET LTD | LASERMET LTD
SPEC-830 | Diode Base | 83 | 1166.46 | RAW | Diode |  | DONGGUAN ZHUOHANG LTD
SPEC-831 | Rear Lens | 52 | 1040.52 | RAW | Diode | MONOCROM SL | MONOCROM S.L
SPEC-832 | Plain Stainless Steel Hex Socket Grub Screw , DIN 916, M5 x 0.8 mm Thread x 12mm Long | 1354 | 33.85 | RAW | Mechanized components | ALSABE EFECTOS NAVALES E INDUSTRIALES SL | ALSABE EFECTOS NAVALES E INDUSTRIALES SL
SPEC-834 | DUAL-Aesth-810-b Yellow Label - Italy | 160 | 46.23 | RAW | Others |  | TUKAN SOMOS IMPRESORES SLL
SPEC-836 | QUAD-Aesth-810-b Yellow Label - Italy | 68 | 17.18 | RAW | Others |  | TUKAN SOMOS IMPRESORES SLL
SPEC-837 | QUAD-Aesth-BLEND-b Yellow Label - Italy | 102 | 61.2 | RAW | Others |  | TUKAN SOMOS IMPRESORES SLL
SPEC-838 | Single-b, capillary, chrome coated | 89 | 12627.32 | RAW | Others | CROMADOS ACRO | CROMADOS ACRO
SPEC-840 | Single-b, capillary welded | 32 | 3233.34 | RAW | Others |  | 0
SPEC-841/DF | Dual-b, capillary welded | 4 | 416 | DEFECTIVE | Others |  | 0
SPEC-842/DF | Quad-b, capillary welded | 102 | 9617.58 | DEFECTIVE | Others |  | 0
SPEC-844 | IEC C19 Power Cord - Brasil | 9 | 93.06 | RAW | Others | ALSABE EFECTOS NAVALES E INDUSTRIALES SL | ALSABE EFECTOS NAVALES E INDUSTRIALES SL
SPEC-845 | MHR Back foam | 114 | 288.02 | RAW | Others | ESPUMAENCASA Lastras, S.L. | ESPUMAENCASA LASTRAS, S.L.
SPEC-846 | MHR Front foam | 99 | 58.68 | RAW | Others | ESPUMAENCASA Lastras, S.L. | ESPUMAENCASA LASTRAS, S.L.
SPEC-847 | MHR Side foam | 206 | 1464.33 | RAW | Others | ESPUMAENCASA Lastras, S.L. | ESPUMAENCASA LASTRAS, S.L.
SPEC-848 | MHR L/R U-foam | 30 | 116.99 | RAW | Others | RAJAPACK, SA | ALSABE EFECTOS NAVALES E INDUSTRIALES SL
SPEC-850 | Inox polishing paste | 1 | 22.36 | RAW | Others | ALSABE EFECTOS NAVALES E INDUSTRIALES SL | ALSABE EFECTOS NAVALES E INDUSTRIALES SL
SPEC-851 | SnPb60 FLUX B2.1 2 mm | 9 | 198 | RAW | Others | ALSABE EFECTOS NAVALES E INDUSTRIALES SL | ALSABE EFECTOS NAVALES E INDUSTRIALES SL
SPEC-852 | Welding strip 60% Sn 40% Pb, 1mm 250g | 13 | 315.2 | RAW | Electronic components | RS AMIDATA SAU | RS AMIDATA SAU
SPEC-855 | Expandable Braided Tin Plated Copper Cable Sleeve, 12.5mm Diameter, 10m Length | 168.65 | 1818.97 | RAW | Electronic components | RS AMIDATA SAU | RS AMIDATA SAU
SPEC-859 | SnPb60 FLUX 2.1 0.5 mm, 250g | 5 | 110 | RAW | Others | ALSABE EFECTOS NAVALES E INDUSTRIALES SL | ALSABE EFECTOS NAVALES E INDUSTRIALES SL
SPEC-869 | Polyamide M4 tooth knob BOESTR78104H | 185 | 157.25 | RAW | Others | ESSENTRA Components S.L.U. | ALSABE EFECTOS NAVALES E INDUSTRIALES SL
SPEC-871 | Flat Tip Screw, ISO 4026, DIN 913, M4 x 0.7 mm Thread, 10 mm Long, SS | 267 | 16.02 | RAW | Mechanized components | ALSABE EFECTOS NAVALES E INDUSTRIALES SL | ALSABE EFECTOS NAVALES E INDUSTRIALES SL
SPEC-872 | 2.5x100mm Cable Tie | 1149 | 11.49 | RAW | Wires |  | ALSABE EFECTOS NAVALES E INDUSTRIALES SL
SPEC-873 | Document Briefcase | 463 | 159.3 | RAW | Briefcase | LEASEIR MEDICAL LIGHT S.L. | LEASEIR MEDICAL LIGHT
SPEC-880 | Leaseir MHR Xcell Console Shipping Crate | 20 | 3174.4 | RAW | Others | ENCAJA EMBALAJES DE MADERA S.L | ENCAJA EMBALAJES DE MADERA S.L.
SPEC-881 | Push-in fitting Ø4mm x M5, Straight, Cylindrical, Male | 35 | 55.04 | RAW | Mechanized components | COMERCIAL BECANI SL | COMERCIAL BECANI S.L.
SPEC-884 | M3x30 Cheese Slotted Nylon M/Screw | 1014 | 302.25 | RAW | Electronic components | FARNELL | RS AMIDATA SAU
SPEC-886 | Black PVC Cable Grommet for Ø4mm tube, 6.4mm height | 1356 | 83.79 | RAW | Electronic components | RS AMIDATA SAU | RS AMIDATA SAU
SPEC-891 | Cap for 5x20mm fuse holder | 85 | 192.95 | RAW | Electronic components | FARNELL | RS AMIDATA SAU
SPEC-892 | Transparent polymer SINTEX MS | 40 | 480 | RAW | Others | ALSABE EFECTOS NAVALES E INDUSTRIALES SL | ALSABE EFECTOS NAVALES E INDUSTRIALES SL
SPEC-893 | TM2S8-C | 487 | 185.06 | RAW | Others |  | FARNELL
SPEC-894 | Alcohol for burning/Methanol - 1L | 9 | 31.5 | RAW | Others | ALSABE EFECTOS NAVALES E INDUSTRIALES SL | ALSABE EFECTOS NAVALES E INDUSTRIALES SL
SPEC-895 | PVC ADHESIVE TAPE - BLACK | 41 | 32.8 | RAW | Others | ALSABE EFECTOS NAVALES E INDUSTRIALES SL | ALSABE EFECTOS NAVALES E INDUSTRIALES SL
SPEC-896 | ADHESIVE TAPE 48mmx45m | 24 | 60 | RAW | Others | ALSABE EFECTOS NAVALES E INDUSTRIALES SL | ALSABE EFECTOS NAVALES E INDUSTRIALES SL
SPEC-897 | ADHESIVE TAPE 29mmx45m | 32 | 48 | RAW | Others | ALSABE EFECTOS NAVALES E INDUSTRIALES SL | ALSABE EFECTOS NAVALES E INDUSTRIALES SL
SPEC-898 | MINI STRETCH FILM 23 MICRON 100MM X 125M | 13 | 36.4 | RAW | Others | ALSABE EFECTOS NAVALES E INDUSTRIALES SL | ALSABE EFECTOS NAVALES E INDUSTRIALES SL
SPEC-899 | Desoldering Mesh 80-4-5, 2.8mm x 1.5m | 8 | 36.6 | RAW | Electronic components | RS AMIDATA SAU | RS AMIDATA SAU
SPEC-9 | b Touchscreen support | 74 | 436.6 | RAW | Computer |  | LASER GALICIA S.L.
SPEC-900 | Desoldering Mesh 40-3-10, 2mm x 3m, for lead-free soldering | 11 | 108.14 | RAW | Electronic components | RS AMIDATA SAU | RS AMIDATA SAU
SPEC-901 | CLEAR DUCT TAPE 48mmx66m | 28 | 54.6 | RAW | Others | ALSABE EFECTOS NAVALES E INDUSTRIALES SL | ALSABE EFECTOS NAVALES E INDUSTRIALES SL
SPEC-903 | Monocrom Laser Diode, 20 bars, 810 nm , 200A, 4000W | 20 | 62300 | RAW | Diode | MONOCROM SL | MONOCROM S.L
SPEC-905 | Mosfet source strip | 63 | 120.96 | RAW | Others |  | LASER GALICIA S.L.
SPEC-906 | Cap Charger Ground Strip | 73 | 137.8 | RAW | Others |  | LASER GALICIA S.L.
SPEC-907 | PCB Buzzer Board Leaseir MHR Xcell | 119 | 1011.5 | RAW | Motherboard and wires |  | ELECTRONICA Y COMUNICACIONES NOROESTE S.L.
SPEC-91 | LASER DIODE ENSPSTM038 | 18 | 59850 | RAW | Diode |  | MONOCROM S.L
SPEC-910 | Silicone Thermal Grease, 2W/m·K | 2 | 27.1 | RAW | Electronic components | RS AMIDATA SAU | RS AMIDATA SAU
SPEC-911 | M3 nylon 6.6 sealing washer | 550 | 43.45 | RAW | Electronic components | RS AMIDATA SAU | RS AMIDATA SAU
SPEC-914 | Loctite 270, anaerobic threadlocking glue, 50 ml | 24 | 882 | RAW | Electronic components | RS AMIDATA SAU | ROEIRASA
SPEC-915 | 1/2, 6-32 Binding Head Screw, Steel | 1089 | 59.89 | RAW | Mechanized components | MOUSER ELECTRONICS INCORPORATED | MOUSER ELECTRONICS INCORPORATED
SPEC-916 | M3X8mm, F-F Spacer | 550 | 106.33 | RAW | Others | ESSENTRA Components S.L.U. | RS AMIDATA SAU
SPEC-917 | M3x4mm, Pozi Pan Steel Machine Screws DIN 7985 | 1100 | 33.8 | RAW | Electronic components | RS AMIDATA SAU | RS AMIDATA SAU
SPEC-923 | Umbilical strain relief | 60 | 1475.29 | RAW | Wires |  | DONGGUAN ZHUOHANG LTD
SPEC-923/DF | Umbilical strain relief DF | 150 | 3798.25 | DEFECTIVE | Wires |  | DONGGUAN ZHUOHANG LTD
SPEC-925 | Emergency Stop Label | 107 | 36.89 | RAW | Others |  | TUKAN SOMOS IMPRESORES SLL
SPEC-926 | Threaded Insert, Brass, M3 | 1249 | 345.04 | RAW | Electronic components | RS AMIDATA SAU | RS AMIDATA SAU
SPEC-929 | Single-b 2024, window | 69 | 3214.39 | RAW | Optics/sapphires/prisms | FUZHOU JYS OPTRONICS CO., LTD | FUZHOU JYS OPTRONICS CO. LTD
SPEC-93 | LASER DIODE ENSPSTM033 | 5 | 16625 | RAW | Diode |  | 0
SPEC-930 | Frontal_cover_handle PTS-2291.001 | 23 | 2320.01 | RAW | Frontal and Handpiece casing |  | ESSENTRA COMPONENTS S.L.U.
SPEC-931 | Single-b 2024, sleeve | 994 | 256.43 | RAW | Others |  | China Synergy Group
SPEC-932 | Single-b 2024, frame | 92 | 2784.83 | RAW | Mechanized components |  | TOTAL PLANNING
SPEC-933 | Single-b 2024, insulator | 46 | 69 | RAW | Others |  | SCULPTEO
SPEC-935 | Single 10.8x10.8 Prism | 49 | 2593.08 | RAW | Optics/sapphires/prisms | FUZHOU JYS OPTRONICS CO., LTD | FUZHOU JYS OPTRONICS CO. LTD
SPEC-937 | MHR-b Umbilical strain relief support | 53 | 1260.18 | RAW | Wires |  | DONGGUAN ZHUOHANG LTD
SPEC-939 | Leaseir SRF FC Handpiece Label | 51 | 4.28 | RAW | Others |  | 0
SPEC-94 | Coolant filter - RTF2004 | 38 | 171 | RAW | Refrigerator | UNIVATEQ | ALSABE EFECTOS NAVALES E INDUSTRIALES SL
SPEC-940 | Leaseir SRF FS Handpiece Label | 51 | 4.28 | RAW | Others |  | 0
SPEC-941 | Leaseir SRF BS Handpiece Label | 51 | 4.28 | RAW | Others |  | 0
Spec-945 | Transistor MOSFET, PolarFET, Canal N, 200 A, 100 V, 0.0075 ohm, 5 V | 636 | 16628.46 | RAW | Others |  | MOUSER ELECTRONICS INCORPORATED
SPEC-946 | Special plastic adhesive | 7 | 62.93 | RAW | Others | ALSABE EFECTOS NAVALES E INDUSTRIALES SL | ALSABE EFECTOS NAVALES E INDUSTRIALES SL
SPEC-947 | UN1219 Isopropyl alcohol | 17 | 85 | RAW | Others | ALSABE EFECTOS NAVALES E INDUSTRIALES SL | ALSABE EFECTOS NAVALES E INDUSTRIALES SL
SPEC-948 | Carton box - 24x18x5cm | 415 | 325.39 | RAW | Box |  | RAJAPACK SA
SPEC-949 | Carton box - 30x24x5cm | 430 | 507.5 | RAW | Box |  | RAJAPACK SA
SPEC-95 | Capacitor - LNR1H684MSE | 415 | 57633.24 | RAW | Electronic components | ARROW IBERIA ELECTRONICA SLU | ARROW IBERIA ELECTRONICA SLU
SPEC-95/DF | ASM-0404 [Capacitor - Nichicon LNR1H684MSE] DEFECTUOSO | 2 | 272.88 | DEFECTIVE | Condensator |  | ARROW IBERIA ELECTRONICA SLU
SPEC-950 | O ring 33x1mm, black, NBR | 1396 | 287.18 | RAW | Others | ROEIRASA | ROEIRASA
SPEC-951 | Suction syringe lubricant 200 cc | 9 | 84.6 | RAW | Others | ALSABE EFECTOS NAVALES E INDUSTRIALES SL | 0
SPEC-958 | Elastic rope coil length 150 m, diameter 2mm (meter a stock por mts) | 801.6 | 144.29 | RAW | Others | ALSABE EFECTOS NAVALES E INDUSTRIALES SL | ALSABE EFECTOS NAVALES E INDUSTRIALES SL
SPEC-959 | Tensioner, black | 504 | 60.48 | RAW | Others | ALSABE EFECTOS NAVALES E INDUSTRIALES SL | ALSABE EFECTOS NAVALES E INDUSTRIALES SL
SPEC-96 | Molex 43025-0400 | 141 | 54 | RAW | Electronic components | FARNELL | FARNELL
SPEC-960 | Plastic cord terminal (tapanudos) | 1564 | 54.74 | RAW | Others | ALSABE EFECTOS NAVALES E INDUSTRIALES SL | ALSABE EFECTOS NAVALES E INDUSTRIALES SL
SPEC-962 | HARA0501 [HC-300/500 PROBE 8cm] (sonda de temperatura) | 4 | 60 | RAW | Others | AQ-ARIUM SOLUTIONS, S.L | AQ-ARIUM SOLUTIONS S.L.
SPEC-965 | 094901 [Hydrating Conductor Spray, 250ml] | 13 | 30.03 | RAW | Others | KLEIN | LABORATORIOS KLEIN COSMÉTICA S.L.U.
SPEC-966 | Through Hole Resistor, 0.33 ohm | 1 | 0.51 | RAW | Electronic components | FARNELL | FARNELL
SPEC-967 | Flat Tip Screw, ISO 4026, DIN 913, M4 x 0.7 mm Thread, 16 mm Long, SS | 1000 | 30 | RAW | Mechanized components | ALSABE EFECTOS NAVALES E INDUSTRIALES SL | ALSABE EFECTOS NAVALES E INDUSTRIALES SL
SPEC-97 | MHR Handpiece hardcase + Foam | 66 | 4187.37 | RAW | Others |  | Huangshan DRX Industrial Co., Inc.
SPEC-973 | 06900614 [20AWG TS Wire, OD:2.1mm ,Color:Yellow] | 193.75 | 20.34 | RAW | Wires |  | LUX GIJON
SPEC-974 | 06900616 [22AWG TS Wire, OD:2.1mm ,Color:Blue] | 827 | 86.83 | RAW | Wires |  | LUX GIJON
SPEC-975 | 06900611 [22AWG TS Wire, OD:2.1mm ,Color:White] | 333.5 | 35.02 | RAW | Wires |  | LUX GIJON
SPEC-976 | 06900612 [22AWG TS Wire, OD:2.1mm ,Color:Gray] | 335.5 | 35.23 | RAW | Wires |  | #N/A
SPEC-977 | 06900617 [22AWG TS Wire, OD:2.1mm ,Color:Brown] | 183.5 | 19.27 | RAW | Wires |  | LUX GIJON
SPEC-978 | 06900610 [20AWG TS Wire, OD:2.1mm ,Color:Black] | 180.5 | 23.18 | RAW | Wires |  | #N/A
SPEC-979 | 06900613 [20AWG TS Wire, OD:2.1mm ,Color:Red] | 238.5 | 30.04 | RAW | Wires |  | LUX GIJON
SPEC-98 | Power Supply - Vega Lite 750 | 184 | 94760 | RAW | Power Supply | KOLBI ELECTRONICA SA | KOLBI ELECTRONICA S.A.
SPEC-980 | 06900615 [22AWG TS Wire, OD:2.1mm ,Color:Green] | 750 | 78.75 | RAW | Wires |  | LUX GIJON
SPEC-982 | 02201406 [16AWG TS Wire, OD:2.9mm ,Color:Blue] | 118.55 | 27.27 | RAW | Wires |  | #N/A
SPEC-983 | 02201400 [16AWG TS Wire, OD:2.9mm ,Color:Black] | 137 | 24.52 | RAW | Wires |  | LUX GIJON
SPEC-984 | 02201403 [16AWG TS Wire, OD:2.9mm ,Color:Red] | 1100 | 196.9 | RAW | Wires |  | LUX GIJON
SPEC-985 | 02201506 [14AWG TS Wire, OD:2.9mm ,Color:Blue] | 108.5 | 29.51 | RAW | Wires |  | LUX GIJON
SPEC-986 | AHR Base | 9 | 602.37 | RAW | Others |  | LASER GALICIA S.L.
SPEC-987 | AHR TOP (Electronics support top cover) | 13 | 210.73 | RAW | Frontal and Handpiece casing |  | LASER GALICIA S.L.
SPEC-988 | AHR BACK V1 (Back cover) | 11 | 561.22 | RAW | Frontal and Handpiece casing |  | LASER GALICIA S.L.
SPEC-989 | AHR LTOP (Frontal adjustment bracket ) | 49 | 41.16 | RAW | Frontal and Handpiece casing |  | LASER GALICIA S.L.
SPEC-99 | Touchscreen - IDK-1115R-50XGA1 | 126 | 23575.41 | RAW | Computer |  | Advantech Europe B.V.
SPEC-99/DF | ASM-0278 [Touchscreen Advantech - IDK-1115R-50XGA1] DEFECTUOSO | 4 | 748.44 | DEFECTIVE | Computer |  | Advantech Europe B.V.
SPEC-990 | AHR LCHILLER (Chiller adjustment bracket) | 65 | 87.1 | RAW | Refrigerator |  | LASER GALICIA S.L.
SPEC-991 | 1222507 [Fan Cooling Heat Sink, Hollow Fin Device, 0.175 °C/W, 74 mm, 62 mm] | 11 | 1799.71 | RAW | Refrigerator |  | FARNELL
SPEC-994 | 902-978 [Thermostat IDNext 902-978] | 17 | 1035.47 | RAW | Others |  | PECOMARK
SPEC-995 | 2022864 [CABLE GLAND V-TEC M16X1,5 GRCL] | 81 | 144.75 | RAW | Wires |  | ALSABE EFECTOS NAVALES E INDUSTRIALES SL
SPEC-996 | RTF2016 [AHR coolant filter] | 157 | 312.43 | RAW | Others |  | ALSABE EFECTOS NAVALES E INDUSTRIALES SL
SPEC-997 | 231303 [FEMALE TERM BLOCK PLUG 3POS 5.08MM] | 26 | 48.39 | RAW | Others |  | RS AMIDATA SAU
SPEC-998 | 231633 [MALE TERM BLOCK PLUG 3POS 5.08MM] | 4 | 9.73 | RAW | Others |  | RS AMIDATA SAU
SPEC-999 | S286A-2 [AHR Keyswitch] | 45 | 288 | RAW | Others |  | FARNELL
UM-1 | Leaseir MHR Laser System 110 and 230 User Manual (v6_en_Jun 12 2023_English) | 305 | 673.24 | RAW | Others |  | TUKAN SOMOS IMPRESORES SLL
UM-10 | Leaseir MHR Laser System 110 and 230 User Manual (Italian) | 2 | 15.99 | RAW | Others |  | TUKAN SOMOS IMPRESORES SLL
UM-12 | Leaseir MHR Laser System Hair Removal Protocol (Italian) | 2 | 15.99 | RAW | Others |  | TUKAN SOMOS IMPRESORES SLL
UM-2 | Leaseir MHR Laser System Hair Removal Protocol (English) | 9 | 41.6 | RAW | Others |  | TUKAN SOMOS IMPRESORES SLL
UM-22 | Leaseir MHR Laser System 110 and 230 User Manual (French) | 11 | 74.38 | RAW | Others |  | TUKAN SOMOS IMPRESORES SLL
UM-24 | Leaseir MHR Laser System Hair Removal Protocol (French) | 21 | 142 | RAW | Others |  | TUKAN SOMOS IMPRESORES SLL
UM-4 | Leaseir MHR Laser System 110 and 230 User Manual (Spanish) | 10 | 87.29 | RAW | Others |  | TUKAN SOMOS IMPRESORES SLL
UM-6 | Leaseir MHR Laser System Hair Removal Protocol (Spanish) | 10 | 87.29 | RAW | Others |  | TUKAN SOMOS IMPRESORES SLL
|  | TOTAL A | 1758608.35

## Bolsa_BC_WIP_conBOM
Codigo | Descripcion | Categoria | Stock | Valor inv | Materiales B | Drift/Overhead C
SPEC-118 | Stage 1 MHR Xcell - 230 | WIP | 2 | 1266.63 | 1254.6671 | 11.9629
SPEC-1313 | MHR DS 230V Chiller Cart | WIP | 6 | 6661.49 | 7200.5636 | -539.0736
SPEC-1392 | Leaseir MHR 110 Aesthetic | END_PRODUCT | 9 | 36787.39 | 35710.134 | 1077.256
SPEC-1393 | Leaseir MHR 230 Aesthetic | END_PRODUCT | 1 | 4235 | 4018.2771 | 216.7229
SPEC-1395 | Leaseir Dual Aesthetic Handpiece | WIP | 14 | 48849.31 | 46849.1911 | 2000.1189
SPEC-1396 | Leaseir Quad Aesthetic Handpiece | WIP | 1 | 3413.73 | 3577.4242 | -163.6942
SPEC-1402 | Quad 220V Aesthetic Packaging | WIP | 1 | 898.31 | 7976.0905 | -7077.7805
SPEC-1436 | Carcasa pistola AHR + soporte (AHR r cover + hanger) | WIP | 11 | 916.96 | 219.0272 | 697.9328
SPEC-1440 | Dual LH-M [Dual diode M structure) (diodo dual MHR montado) | WIP | 3 | 9137.42 | 9079.2525 | 58.1675
SPEC-1441 | Quad LH-M [Quad diode M structure) (diodo quad MHR montado) | WIP | 1 | 3267.76 | 3257.4711 | 10.2889
SPEC-1466 | MHR Dual BLEND Handpiece | WIP | 1 | 4379.59 | 3968.9528 | 410.6372
SPEC-1477 | Single/Dual/Quad MHR sensor | WIP | 28 | 1247.02 | 1234.576 | 12.444
SPEC-1479 | Gatillo completo MHR | WIP | 190 | 903 | 534.5028 | 368.4972
SPEC-1483 | MHR Ethernet painted back cover | WIP | 2 | 700 | 680 | 20
SPEC-212_c | Stage 6 MHR Xcell - 230 Console, Final Unpacked | WIP | 3 | 12465.43 | 12370.9114 | 94.5186
SPEC-225_c | Stage 6 MHR Xcell - 110 Console, Final Unpacked | WIP | 1 | 4035.88 | 4111.6598 | -75.7798
SPEC-226 | Quad HP Calibration Port | WIP | 31 | 2727.14 | 2596.2012 | 130.9388
SPEC-232 | Dual HP Calibration Port | WIP | 9 | 671.95 | 670.7198 | 1.2302
SPEC-232/Pack_c | Dual caliport packaged for sale | WIP | 3 | 223.83 | 226.5733 | -2.7433
SPEC-234 | Single HP Calibration Port | WIP | 1 | 74.68 | 77.504 | -2.824
SPEC-258 | MHR CA Umbilical | WIP | 1 | 168.13 | 167.9317 | 0.19827
SPEC-330 | LEASEIR DUAL 810-b Handpiece | WIP | 5 | 17501.56 | 16621.9694 | 879.5906
SPEC-354_c | Sensors 20Bs | WIP | 61 | 1915.09 | 1899.2108 | 15.8792
SPEC-362 | MHR-b R cover + Hanger | WIP | 68 | 5134.9 | 782.1544 | 4352.7456
SPEC-366 | b HP trigger in mount | WIP | 7 | 39.46 | 40.0902 | -0.63019
SPEC-40 | Painted MHR-b Hanger port mount | WIP | 189 | 1715.34 | 0 | 1715.34
SPEC-426 | Single Tip, Coated | WIP | 10 | 696.87 | 426.99 | 269.88
SPEC-427 | Quad Tip, Coated | WIP | 110 | 9780.4 | 7285.1872 | 2495.2128
SPEC-428 | Dual Tip, coated | WIP | 18 | 1670 | 1089.5344 | 580.4656
SPEC-459 | ASM Quad Tip | WIP | 25 | 2369.29 | 1710.8654 | 658.4246
SPEC-461 | ASM Single Tip | WIP | 26 | 2149.42 | 1167.5207 | 981.8993
SPEC-464 | ASM Dual Tip | WIP | 45 | 4661.95 | 2823.0897 | 1838.8603
SPEC-465_c | Sensors 10Bs | WIP | 6 | 240.84 | 198.2076 | 42.6324
SPEC-479/110 | LEASEIR MHR LASER SYSTEM 110 CONSOLE | WIP | 1 | 3128.86 | 3838.9607 | -710.1007
SPEC-586/110/Q_c | Xcell 110 Console + Quad HP + Caliport in crate | WIP | 1 | 8253.95 | 8259.8082 | -5.8582
SPEC-594_c | MHR-b Umbilical Xcell | WIP | 38 | 8432.03 | 7338.5242 | 1093.5058
SPEC-615 | MHR-b Hanger port | WIP | 21 | 677.56 | 629.8822 | 47.6778
SPEC-683_c | Leaseir MHR-230-Aesth-b | END_PRODUCT | 6 | 24811.4 | 24795.9475 | 15.4525
SPEC-685_c | QUAD-Aesth-810-b Handpiece | WIP | 8 | 30430.73 | 29514.1516 | 916.5784
SPEC-687_c | Dual-Aesth-810-b Handpiece | WIP | 3 | 10563.75 | 9971.6703 | 592.0797
SPEC-701 | Dual-b, capillary, chrome coated | WIP | 155 | 18869.08 | 0 | 18869.08
SPEC-705 | Quad-b, capillary, chrome coated | WIP | 116 | 13281.29 | 11931.76 | 1349.53
SPEC-711_c | QUAD-Aesth-Blend-b Handpiece | WIP | 1 | 3979.82 | 4097.7907 | -117.9707
SPEC-745 | Leaseir SRF Console | WIP | 9 | 45743.07 | 43675.2237 | 2067.8463
SPEC-746 | Leaseir SRF FC Handpiece | WIP | 7 | 2278.57 | 2055.8166 | 222.7534
SPEC-748 | Leaseir SRF FS Handpiece | WIP | 7 | 1558.47 | 1576.7647 | -18.2947
SPEC-749 | Leaseir SRF BS Handpiece | WIP | 7 | 1483.92 | 1390.7433 | 93.1767
SPEC-752/230/D_c | Cosmetic 230 Console + Dual HP + Caliport in crate | WIP | 5 | 40975.54 | 39490.5535 | 1484.9865
SPEC-752/230/Q_c | Cosmetic 230 Console + Quad HP + Caliport in crate | WIP | 1 | 8530.88 | 8272.7135 | 258.1665
SPEC-752/230/S_c | Cosmetic 230 Console + Single HP + Caliport in crate | WIP | 2 | 13367.41 | 15091.6699 | -1724.2599
SPEC-754/Q_c | Quad HP + Caliport packaged for sale | WIP | 1 | 3985.38 | 3901.9134 | 83.4666
SPEC-794 | Painted Hanger Port Spacer | WIP | 202 | 1743.45 | 1024.14 | 719.31
SPEC-841 | Dual-b, capillary welded | WIP | 65 | 7970.78 | 143.3666 | 7827.4134
SPEC-842 | Quad-b, capillary welded | WIP | 29 | 3283.34 | 3046.9036 | 236.4364
SPEC-870 | Male thumbscrew knob, M4x16mm (ASM-2189) | WIP | 32 | 29.12 | 29.12 | 3.5527e-15
SPEC-928 | Single-b 2024, capillary, chrome coated | WIP | 55 | 3119.64 | 0 | 3119.64
SPEC-943 | Single-b 2024, capillary welded | WIP | 14 | 1141.98 | 30.879 | 1111.101
OF-202500126/SPEC-685_c | [EN VUELO OF 202500126] QUAD-Aesth-810-b Handpiece | WIP | 1 | 1751.34 | 3689.2689 | -1937.9289
OF-202600088/SPEC-234 | [EN VUELO OF 202600088] Single HP Calibration Port | WIP | 2 | 155.15 | 155.0081 | 0.14195
OF-202600122/SPEC-745 | [EN VUELO OF 202600122] Leaseir SRF Console | WIP | 4 | 20681.7 | 19411.2105 | 1270.4895
OF-202600123/SPEC-746 | [EN VUELO OF 202600123] Leaseir SRF FC Handpiece | WIP | 5 | 1702.43 | 1468.4404 | 233.9896
OF-202600124/SPEC-748 | [EN VUELO OF 202600124] Leaseir SRF FS Handpiece | WIP | 7 | 1526.81 | 1576.7647 | -49.9547
OF-202600125/SPEC-749 | [EN VUELO OF 202600125] Leaseir SRF BS Handpiece | WIP | 7 | 1386.29 | 1390.7433 | -4.4533
OF-202600178/SPEC-711_c | [EN VUELO OF 202600178] QUAD-Aesth-Blend-b Handpiece | WIP | 1 | 4473.96 | 4097.7907 | 376.1693
OF-202600262/SPEC-212_c | [EN VUELO OF 202600262] Stage 6 MHR Xcell - 230 Console, Final Unpacked | WIP | 3 | 11445.36 | 12370.9114 | -925.5514
OF-202600274/SPEC-1393 | [EN VUELO OF 202600274] Leaseir MHR 230 Aesthetic | END_PRODUCT | 3 | 12780.43 | 12054.8314 | 725.5986
OF-202600289/SPEC-664 | [EN VUELO OF 202600289] Leaseir MHR-DS-Aesth-B Console | WIP | 4 | 13325.74 | 13034.7975 | 290.9425
OF-202600299/SPEC-232 | [EN VUELO OF 202600299] Dual HP Calibration Port | WIP | 21 | 1566.45 | 1565.0129 | 1.4371
OF-202600300/SPEC-226 | [EN VUELO OF 202600300] Quad HP Calibration Port | WIP | 3 | 250.97 | 251.2453 | -0.27528
OF-202600316/SPEC-226 | [EN VUELO OF 202600316] Quad HP Calibration Port | WIP | 24 | 2091.43 | 2009.9622 | 81.4678
OF-202600319/SPEC-232 | [EN VUELO OF 202600319] Dual HP Calibration Port | WIP | 50 | 3731.97 | 3726.2213 | 5.7487
OF-202600342/SPEC-1307 | [EN VUELO OF 202600342] UMBILICAL AHR COMPLETE ASSEMBLY | WIP | 10 | 441.82 | 437.3391 | 4.4809
OF-202600354/SPEC-232 | [EN VUELO OF 202600354] Dual HP Calibration Port | WIP | 3 | 205.49 | 223.5733 | -18.0833
OF-202600362/SPEC-1392 | [EN VUELO OF 202600362] Leaseir MHR 110 Aesthetic | END_PRODUCT | 3 | 12592 | 11903.378 | 688.622
OF-202600388/SPEC-594_c | [EN VUELO OF 202600388] MHR-b Umbilical Xcell | WIP | 46 | 10274.22 | 8883.4767 | 1390.7433
OF-202600390/SPEC-683_c | [EN VUELO OF 202600390] Leaseir MHR-230-Aesth-b | END_PRODUCT | 7 | 30453.36 | 28928.6054 | 1524.7546
OF-202600395/SPEC-232 | [EN VUELO OF 202600395] Dual HP Calibration Port | WIP | 3 | 223.57 | 223.5733 | -0.0032772
OF-202600407/SPEC-687_c | [EN VUELO OF 202600407] Dual-Aesth-810-b Handpiece | WIP | 3 | 10510.73 | 9971.6703 | 539.0597
OF-202600408/SPEC-854_c | [EN VUELO OF 202600408] Quad-810-b Laserhead, capillary | WIP | 10 | 33455.23 | 33544.7231 | -89.4931
OF-202600416/SPEC-330 | [EN VUELO OF 202600416] LEASEIR DUAL 810-b Handpiece | WIP | 2 | 6993.75 | 6648.7878 | 344.9622
OF-202600417/SPEC-366 | [EN VUELO OF 202600417] b HP trigger in mount | WIP | 50 | 281.85 | 286.3585 | -4.5085
OF-202600421/SPEC-1396 | [EN VUELO OF 202600421] Leaseir Quad Aesthetic Handpiece | WIP | 2 | 7365.73 | 7154.8485 | 210.8815
OF-202500127/SPEC-853_c | [EN VUELO OF 202500127] Dual-810-b Laserhead, capillary | WIP | 11 | 33455.23 | 32883.6782 | 571.5518
OF-202600422/SPEC-687_c | [EN VUELO OF 202600422] Dual-Aesth-810-b Handpiece | WIP | 1 | 3496.29 | 3323.8901 | 172.3999
|  |  | TOTAL | 675165.09 | 621150.8651 | 54014.2249

## Bolsa_D_WIP_sinBOM
Codigo | Descripcion | Categoria | Stock | Valor EUR
SPEC-1012 | AHR Shipping crate | WIP | 11 | 666.16
SPEC-1381 | Colombia MHR Aesth 110 Console label | WIP | 59 | 64.78
SPEC-1414 | MHR DS Painted Crate Mount | WIP | 5 | 68.9
SPEC-226/Pack_c | Quad caliport packaged for sale | WIP | 3 | 271.03
SPEC-4 | Crate Mount | WIP | 75 | 433.5
SPEC-485 | MHR Console label 230 - English version | WIP | 6 | 7.02
SPEC-497 | Leaseir MHR Laser System Handpiece Single 810 - English version | WIP | 4 | 5.62
SPEC-500 | Leaseir MHR Laser System Handpiece Dual 810 - English version | WIP | 6 | 7.02
SPEC-942 | Leaseir SRF Console Label | WIP | 25 | 14.05
|  |  | TOTAL | 1538.08

## SPECs_BOM
SPEC padre | SPEC hijo | Cantidad | Desc hijo
SPEC-118 | SPEC-100 | 4 | Wheel
SPEC-118 | SPEC-106 | 4 | Silentblock - 107083
SPEC-118 | SPEC-120 | 8 | Locknut, ISO 10511, M6 x 1.0 mm Thread, 6 mm High
SPEC-118 | SPEC-123 | 10 | Locknut, ISO 10511 - M5 x 0.8 mm Thread, 5 mm High
SPEC-118 | SPEC-130 | 4 | Rivet nut, M4 x 0.70, 18-8 SS
SPEC-118 | SPEC-132 | 2 | Socket head cap screw, ISO 4762 M4 x 0.7 mm Thread, 10 mm Long
SPEC-118 | SPEC-133 | 2 | Motedis 28x515mm M8
SPEC-118 | SPEC-134 | 2 | Socket head cap screw, ISO 4762 M8 x 1.25 mm Thread, 16 mm Long
SPEC-118 | SPEC-135 | 4 | Socket head cap screw, ISO 4762 M10 x 1.5 mm Thread 100 mm Long
SPEC-118 | SPEC-139 | 1 | Suction Al tube
SPEC-118 | SPEC-140 | 1 | Fitting Bulkhead 8-8 - 3116 08 00
SPEC-118 | SPEC-142 | 1 | Hailea - HC500A - 230V
SPEC-118 | SPEC-238 | 4 | Hex Socket Countersunk Head Screw, ISO 10642, M6 x 1.0 mm Thread, 20 mm Long, SS
SPEC-118 | SPEC-254 | 1 | Fitting Bulkhead 6-6 - 3116 06 00
SPEC-118 | SPEC-27 | 4 | Cover, Silentblocks (Color RAL 7012)
SPEC-118 | SPEC-271 | 2 | Flat washer, ISO 7092, M4, 4.300 mm ID, 8 mm OD
SPEC-118 | SPEC-329 | 1 | Base (blue painted)
SPEC-118 | SPEC-342 | 10 | Plain Washer, ISO 7089, M5, 5.3 mm ID, 10 mm OD, SS
SPEC-118 | SPEC-4 | 1 | Crate Mount
SPEC-118 | SPEC-406 | 0.17 | Blue tube OD.8mm, ID.5.5mm, 25mts - 1025U08 04
SPEC-118 | SPEC-516 | 4 | Prevailing torque High Nut, M10 x 1.5 mm Thread, Class 8, Zinc-Plated Steel
SPEC-118 | SPEC-518 | 4 | Socket Head Screw, ISO 4762 M5 x 0.8 mm Thread, 16 mm Long, SS
SPEC-118 | SPEC-579 | 2 | Hex Socket Countersunk Head Screw, ISO 10642, M5 x 0.8 mm Thread, 20 mm Long, SS
SPEC-118 | SPEC-582 | 2 | Plain Washer, ISO 7089, M10, 10.5 mm ID, 20 mm OD, SS
SPEC-118 | SPEC-583 | 4 | Hex Socket Countersunk Head Screw, ISO 10642, M5 x 0.8 mm Thread, 25 mm Long, SS
SPEC-118 | SPEC-584 | 4 | Hex Socket Countersunk Head Screw, ISO 10642, M6 x 1 mm Thread, 40 mm Long, SS
SPEC-118 | SPEC-585 | 4 | Oversized Washer, DIN 9021, 6.4 mm ID, 18 mm OD,SS
SPEC-118 | SPEC-653 | 4 | Legris 3181_06_19 Fitting Round Body M5-6mm
SPEC-118 | SPEC-7 | 1 | Front Mount L
SPEC-118 | SPEC-768 | 3.1 | INSULATION FOAM TAPE 50mmx3mmx15m (meter a stock por mts)
SPEC-118 | SPEC-771 | 8 | Oversized Washer, DIN 9021, M5, 5.3 mm ID, 15 mm OD, SS
SPEC-118 | SPEC-775 | 1 | EPDM adhesive sheet 12x12x3mm
SPEC-118 | SPEC-796 | 1 | Cap 1 tube-b
SPEC-118 | SPEC-798 | 1 | Cap 4 tubes-b
SPEC-118 | SPEC-8 | 1 | Front Mount R
SPEC-118 | SPEC-886 | 1 | Black PVC Cable Grommet for Ø4mm tube, 6.4mm height
SPEC-1307 | SPEC-494 | 4.7 | Blue tube, OD.4mm, ID.2,5mm, 25mts - 1025U0404
SPEC-1307 | SPEC-418 | 2.35 | Clear tube, OD.4mm, ID.2,5mm, 25mts - 1025U04R08
SPEC-1307 | SPEC-597 | 2.35 | Black tube, OD.4mm, ID.2.5mm, 25mts - 1025U04R01
SPEC-1307 | SPEC-300 | 2.35 | RTAP ZH CPR 8x0.2 - 24AWG*8c in sleeve (Ascable-Recael)
SPEC-1307 | SPEC-298 | 1.85 | PVC hose L=1850mm
SPEC-1307 | SPEC-780 | 2.4 | 12AWG TS Wire, OD:4.6mm, Color:Blue
SPEC-1307 | SPEC-781 | 2.4 | 12AWG TS Wire, OD:4.6mm, Color:Red
SPEC-1307 | SPEC-855 | 2.35 | Expandable Braided Tin Plated Copper Cable Sleeve, 12.5mm Diameter, 10m Length
SPEC-1313 | SPEC-994 | 1 | 902-978 [Thermostat IDNext 902-978]
SPEC-1313 | SPEC-94 | 1 | Coolant filter - RTF2004
SPEC-1313 | SPEC-891 | 2 | Cap for 5x20mm fuse holder
SPEC-1313 | SPEC-798 | 1 | Cap 4 tubes-b
SPEC-1313 | SPEC-796 | 1 | Cap 1 tube-b
SPEC-1313 | SPEC-775 | 1 | EPDM adhesive sheet 12x12x3mm
SPEC-1313 | SPEC-768 | 0.5 | INSULATION FOAM TAPE 50mmx3mmx15m (meter a stock por mts)
SPEC-1313 | SPEC-653 | 5 | Legris 3181_06_19 Fitting Round Body M5-6mm
SPEC-1313 | SPEC-584 | 4 | Hex Socket Countersunk Head Screw, ISO 10642, M6 x 1 mm Thread, 40 mm Long, SS
SPEC-1313 | SPEC-582 | 4 | Plain Washer, ISO 7089, M10, 10.5 mm ID, 20 mm OD, SS
SPEC-1313 | SPEC-516 | 4 | Prevailing torque High Nut, M10 x 1.5 mm Thread, Class 8, Zinc-Plated Steel
SPEC-1313 | SPEC-514 | 8 | Hex Socket Countersunk Head Screw, ISO 10642, M3 x 0.5 mm Thread, 10 mm Long, SS
SPEC-1313 | SPEC-438 | 2 | Fuse socket 5x20mm - Littelfuse Inc.- 82000000005
SPEC-1313 | SPEC-407 | 1 | Blue tube OD.6mm, ID.4mm, 25mts - 1025U06 04
SPEC-1313 | SPEC-406 | 0.8 | Blue tube OD.8mm, ID.5.5mm, 25mts - 1025U08 04
SPEC-1313 | SPEC-334 | 2.5 | ANTIFREEZE CC-30 [COOLANT-ANTIFREEZE CC 30%]
SPEC-1313 | SPEC-1255 | 3 | 91292A149 [[ISO 4762 M8 x 1.25 mm Thread, 30 mm Long]]
SPEC-1313 | SPEC-195 | 8 | Locknut, DIN 985, M3 x 0.5 mm Thread, 4 mm High
SPEC-1313 | SPEC-188 | 1 | Fitting Y tube 6mm - 3140 06 00
SPEC-1313 | SPEC-184 | 2 | Fitting Union 6-8 mm - 3106 06 08
SPEC-1313 | SPEC-161 | 8 | Hex Socket Countersunk Head Screw, ISO 10642, M4 x 0.7 mm Thread, 16 mm Long, SS
SPEC-1313 | SPEC-1438 | 1 | Conector 43020-0410 [Micro-Fit 3.0 Plug Housing, Dual Row, 4 Circuits, UL 94V-2, Panel Mount Ears, Glow-Wire Capable, Black]
SPEC-1313 | SPEC-142 | 1 | Hailea - HC500A - 230V
SPEC-1313 | SPEC-1414 | 1 | MHR DS Painted Crate Mount
SPEC-1313 | SPEC-140 | 4 | Fitting Bulkhead 8-8 - 3116 08 00
SPEC-1313 | SPEC-1390 | 4 | 022610 90 [Rounded head screw, DIN 603 A2/70, M10x90, SS]
SPEC-1313 | SPEC-139 | 1 | Suction Al tube
SPEC-1313 | SPEC-127 | 2 | Locknut, ISO 10511 - M4 x 0.7 mm Thread, 5 mm High
SPEC-1313 | SPEC-1206 | 1 | 5130.0201 [16 IEC Appliance Inlet C20 with Filter]
SPEC-1313 | SPEC-1101 | 4 | PTS-1203 [DS AC CHILLER X BASE SPACER DISC]
SPEC-1313 | SPEC-1100 | 1 | PTS-1208 [DS AC CHILLER COVER FRONT]
SPEC-1313 | SPEC-1099 | 1 | 43020-0400 [Micro-Fit 3.0 Male Connector Housing, 3mm Pitch, 4 Way, 2 Row]
SPEC-1313 | SPEC-1084 | 1 | 300-13-153 [DPST, On-Off Rocker Switch Panel Mount]
SPEC-1313 | SPEC-1083 | 1 | DS SMALL VINYL
SPEC-1313 | SPEC-1080 | 1 | 303-91-166 [Steel Finger Guard for 172mm Fan]
SPEC-1313 | SPEC-1079 | 1 | W2E142-BB01-01 [DS Axial fan,172x150x38mm]
SPEC-1313 | SPEC-1078 | 1 | PTS-1200 [DS AC CHILLER COVER BACK]
SPEC-1313 | SPEC-1077 | 1 | PTS-1192 [DS AC CHILLER COVER BASE]
SPEC-1313 | SPEC-1076 | 1 | PTS-1193 [DS AC CHILLER PVC MOUNT]
SPEC-1313 | SPEC-1075 | 1 | PTS-1202 [DS AC CHILLER X BASE SPACER SQUARED]
SPEC-1313 | SPEC-1074 | 1 | PTS-1283 [EBM DS CHILLER MOUNT]
SPEC-1313 | SPEC-1073 | 2 | [DS DEEP SCREW-ON FLUSH HANDLE, BLACK]
SPEC-1313 | SPEC-1072 | 1 | PTS-1198 [DS AC CHILLER TOP COVER]
SPEC-1313 | SPEC-1071 | 1 | PTS-1195 [DS AC CHILLER TOP TRAY]
SPEC-1313 | SPEC-1070 | 1 | PTS-1212 [DS AC CHILLER X BASE 2]
SPEC-1313 | SPEC-1069 | 1 | PTS-1209 [DS AC CHILLER X BASE 1]
SPEC-1313 | SPEC-1060 | 2 | 0218008.HXP [Fuse, Cartridge, 8 A, 250 V, 5mm x 20mm]
SPEC-1313 | SPEC-1037 | 2 | 8388395 [CE Splice Connector, Insulated 12-10 AWG, 2.5-6 mm²]
SPEC-1313 | SPEC-100 | 4 | Wheel
SPEC-1392 | SPEC-100 | 4 | Wheel
SPEC-1392 | SPEC-1026 | 1 | 231-310/026-000 [FEMALE TERM BLOCK PLUG 10POS 5.08MM]
SPEC-1392 | SPEC-104 | 1 | Water pump
SPEC-1392 | SPEC-1056 | 1 | LSR0952X0006 [MHR-a PCBA CONTROL BOARD]
SPEC-1392 | SPEC-106 | 4 | Silentblock - 107083
SPEC-1392 | SPEC-108 | 1 | Connector x4 Hinged Frame - 09 14 016 0303
SPEC-1392 | SPEC-1147 | 1 | MHR/DS QR LABEL
SPEC-1392 | SPEC-116 | 1 | MIO-2263E-S3A1E
SPEC-1392 | SPEC-1185 | 1 | LSR0952X0022 [MHR-A PBA MAIN BOARD]
SPEC-1392 | SPEC-1192 | 1 | WIR-00002 [CA Power Suppl]y MAINS
SPEC-1392 | SPEC-1193 | 1 | WIR-00003 [CA 12V POWER RAIL]
SPEC-1392 | SPEC-1194 | 1 | WIR-00005 [CA 24V POWER SUPPLY]
SPEC-1392 | SPEC-1195 | 1 | WIR-00008 [CA HMI and Thermostat 12V POWER SUPPLY]
SPEC-1392 | SPEC-1196 | 1 | WIR-00009 [CA LASER HEAD POWER]
SPEC-1392 | SPEC-1197 | 1 | WIR-00011 [CA EMI Filter and Safety Interlocks]
SPEC-1392 | SPEC-1198 | 1 | WIR-00012 [CA Footswitch Harness]
SPEC-1392 | SPEC-1199 | 1 | WIR-00016 [CA Power Supply POWER OUTPUT]
SPEC-1392 | SPEC-120 | 8 | Locknut, ISO 10511, M6 x 1.0 mm Thread, 6 mm High
SPEC-1392 | SPEC-1201 | 1 | WIR-00018 [CA Safety Switch Harness]
SPEC-1392 | SPEC-123 | 8 | Locknut, ISO 10511 - M5 x 0.8 mm Thread, 5 mm High
SPEC-1392 | SPEC-127 | 28 | Locknut, ISO 10511 - M4 x 0.7 mm Thread, 5 mm High
SPEC-1392 | SPEC-130 | 10 | Rivet nut, M4 x 0.70, 18-8 SS
SPEC-1392 | SPEC-132 | 12 | Socket head cap screw, ISO 4762 M4 x 0.7 mm Thread, 10 mm Long
SPEC-1392 | SPEC-133 | 2 | Motedis 28x515mm M8
SPEC-1392 | SPEC-135 | 4 | Socket head cap screw, ISO 4762 M10 x 1.5 mm Thread 100 mm Long
SPEC-1392 | SPEC-139 | 1 | Suction Al tube
SPEC-1392 | SPEC-140 | 2 | Fitting Bulkhead 8-8 - 3116 08 00
SPEC-1392 | SPEC-1432 | 12 | MC29375 [TERMINAL, BUTT SPLICE, CRIMP, BLUE]
SPEC-1392 | SPEC-1433 | 1 | WIR-00013 [CA CA Touch Controller Harness]
SPEC-1392 | SPEC-146 | 1 | Hailea - HC500A - 110V
SPEC-1392 | SPEC-148 | 1 | PCBA MHR-b Capcharger
SPEC-1392 | SPEC-1481 | 1 | WIR-00023.001 [CA TOUCH DC IN]
SPEC-1392 | SPEC-1483 | 1 | MHR Ethernet painted back cover
SPEC-1392 | SPEC-161 | 2 | Hex Socket Countersunk Head Screw, ISO 10642, M4 x 0.7 mm Thread, 16 mm Long, SS
SPEC-1392 | SPEC-162 | 1 | Copper strip
SPEC-1392 | SPEC-164 | 1 | 80mm DC fan
SPEC-1392 | SPEC-167 | 6 | Hex Socket Countersunk Head Screw, ISO 10642, M3 x 0.5 mm Thread, 6 mm Long, SS
SPEC-1392 | SPEC-170 | 10 | Hex Socket Countersunk Head Screw, ISO 10642, M4 x 0.7 mm Thread, 12 mm Long
SPEC-1392 | SPEC-171 | 2 | Motedis 28X150.5 M8
SPEC-1392 | SPEC-180 | 1 | Fitting Elbow 1/8 to 8mm - 3199 08 10
SPEC-1392 | SPEC-181 | 1 | Fitting EQUAL CROSS 6mm - 3107 06 00
SPEC-1392 | SPEC-182 | 1 | Fitting Union 8-6mm - 3182 08 00
SPEC-1392 | SPEC-183 | 1 | Fitting Plug 8mm - 3126 08 00
SPEC-1392 | SPEC-184 | 1 | Fitting Union 6-8 mm - 3106 06 08
SPEC-1392 | SPEC-187 | 5 | Push in fitting RL31 Ø 6 1/8 - 2L31008
SPEC-1392 | SPEC-188 | 1 | Fitting Y tube 6mm - 3140 06 00
SPEC-1392 | SPEC-195 | 10 | Locknut, DIN 985, M3 x 0.5 mm Thread, 4 mm High
SPEC-1392 | SPEC-202 | 1 | Shunt 30A-60mV
SPEC-1392 | SPEC-205 | 1 | b touch protector
SPEC-1392 | SPEC-210 | 1 | Leaseir Logo Front Sticker
SPEC-1392 | SPEC-217 | 6 | M-F Hex Standoff Spacers, M3-05-5-2, 5mm, 5mm Long, M3, Brass
SPEC-1392 | SPEC-238 | 4 | Hex Socket Countersunk Head Screw, ISO 10642, M6 x 1.0 mm Thread, 20 mm Long, SS
SPEC-1392 | SPEC-239 | 6 | ISO 4762 M8 x 1.25 mm Thread, 20 mm Long
SPEC-1392 | SPEC-241 | 14 | Socket Head Screw, ISO 4762 M4 x 0.7 mm Thread, 12 mm Long, SS
SPEC-1392 | SPEC-242 | 4 | Socket Head Screw, ISO 4762 M4 x 0.7 mm Thread, 16 mm Long, SS
SPEC-1392 | SPEC-245 | 1 | Caliport Support
SPEC-1392 | SPEC-247 | 1 | Power-supply Mount
SPEC-1392 | SPEC-248 | 1 | Power-supply Enclosure
SPEC-1392 | SPEC-250 | 1 | Caliport
SPEC-1392 | SPEC-251 | 1 | MHR top tray
SPEC-1392 | SPEC-252 | 2 | Solenoid Valve - RSC-1
SPEC-1392 | SPEC-254 | 1 | Fitting Bulkhead 6-6 - 3116 06 00
SPEC-1392 | SPEC-255 | 1 | MHR Frontal Cover
SPEC-1392 | SPEC-256 | 1 | Stop switch EAO - 51-259.025
SPEC-1392 | SPEC-257 | 1 | Mains Power Switch - MSM_19_LA_CS_ST_2P
SPEC-1392 | SPEC-27 | 4 | Cover, Silentblocks (Color RAL 7012)
SPEC-1392 | SPEC-271 | 19 | Flat washer, ISO 7092, M4, 4.300 mm ID, 8 mm OD
SPEC-1392 | SPEC-274 | 19 | Flat washer, ISO 7092 M3, 3.200 mm ID, 6 mm OD, SS
SPEC-1392 | SPEC-275 | 4 | Socket Head Screw, ISO 4762 M3 x 0.5 mm Thread, 12 mm Long, 18-8 SS
SPEC-1392 | SPEC-3 | 1 | LNR Capacitor Enclosure
SPEC-1392 | SPEC-301 | 1 | WIR-0101.001 (BMA BTHK760-0110)
SPEC-1392 | SPEC-306 | 1 | WIR-0104.001 (BMA BTHK760-0112)
SPEC-1392 | SPEC-309 | 1 | WIR-0107.001 (BMA BTHK760-0114)
SPEC-1392 | SPEC-321 | 6 | Socket Countersunk Head Screw, ISO 10642, M3 x 0.5 mm Thread, 8 mm Long, SS
SPEC-1392 | SPEC-322 | 8 | Socket Head Screw, ISO 4762 M3 x 0.5 mm Thread, 8 mm Long, SS
SPEC-1392 | SPEC-329 | 1 | Base (blue painted)
SPEC-1392 | SPEC-334 | 2.75 | ANTIFREEZE CC-30 [COOLANT-ANTIFREEZE CC 30%]
SPEC-1392 | SPEC-336 | 3 | Crimp end ferrule, Insulated, 8mm Pin, Black 16AWG 1.5mm²
SPEC-1392 | SPEC-4 | 1 | Crate Mount
SPEC-1392 | SPEC-406 | 0.69 | Blue tube OD.8mm, ID.5.5mm, 25mts - 1025U08 04
SPEC-1392 | SPEC-407 | 3.6 | Blue tube OD.6mm, ID.4mm, 25mts - 1025U06 04
SPEC-1392 | SPEC-423 | 4 | Pneumatic male fitting Ø4 - Harting 09 14 000 6153
SPEC-1392 | SPEC-436 | 1 | Mains EMI Filter - SFN2030B-16-06
SPEC-1392 | SPEC-447 | 4 | TORNILLO DIN 912 M4x30 INOX (ALLEN)
SPEC-1392 | SPEC-449 | 8 | Socket Head Screw, ISO 4762 M4 x 0.7 mm Thread, 8 mm Long, SS
SPEC-1392 | SPEC-451 | 4 | Pan Head Screws, M4 x 0.70 mm Thread, 8mm Long, SS
SPEC-1392 | SPEC-454 | 1 | Door Interlock NP2RX-BAG
SPEC-1392 | SPEC-455 | 2 | Pneumatic x3 Body - Harting 09 14 003 4501
SPEC-1392 | SPEC-473 | 1 | PCB Lambda relay
SPEC-1392 | SPEC-474 | 1 | PCB 12V Thermostat
SPEC-1392 | SPEC-5 | 1 | b Mosfet Heat Spreader
SPEC-1392 | SPEC-513 | 2 | Socket Head Screw, ISO 4762 M4 x 0.7 mm Thread, 40 mm Long, 20mm Thread length, SS
SPEC-1392 | SPEC-516 | 4 | Prevailing torque High Nut, M10 x 1.5 mm Thread, Class 8, Zinc-Plated Steel
SPEC-1392 | SPEC-518 | 2 | Socket Head Screw, ISO 4762 M5 x 0.8 mm Thread, 16 mm Long, SS
SPEC-1392 | SPEC-528 | 5 | Insulation pipe - XG-06X006
SPEC-1392 | SPEC-553 | 4 | Grower washer, M4, 4.4 mm ID, 7 mm OD, SS
SPEC-1392 | SPEC-565 | 0.12 | Frontal Cover gasket
SPEC-1392 | SPEC-569 | 4 | 3.5x200mm Cable Tie
SPEC-1392 | SPEC-579 | 6 | Hex Socket Countersunk Head Screw, ISO 10642, M5 x 0.8 mm Thread, 20 mm Long, SS
SPEC-1392 | SPEC-582 | 2 | Plain Washer, ISO 7089, M10, 10.5 mm ID, 20 mm OD, SS
SPEC-1392 | SPEC-584 | 4 | Hex Socket Countersunk Head Screw, ISO 10642, M6 x 1 mm Thread, 40 mm Long, SS
SPEC-1392 | SPEC-585 | 4 | Oversized Washer, DIN 9021, 6.4 mm ID, 18 mm OD,SS
SPEC-1392 | SPEC-588 | 10 | M-F Hex Standoff Spacer, M3, 5mm Hex size, 10mm Long ,8 mm Thread size, Brass
SPEC-1392 | SPEC-590 | 10 | Self Adhesive Natural Cable Tie Mount 19 mm x 19mm, 4.1mm Max. Cable Tie Width
SPEC-1392 | SPEC-592 | 16 | Tight-Grip External-Tooth Lock Washer,M4,DIN 6798, 4.3 mm ID, 8 mm OD,SS]
SPEC-1392 | SPEC-593 | 1.5 | Touchscreen gasket
SPEC-1392 | SPEC-6 | 2 | Angle Mount
SPEC-1392 | SPEC-606 | 6 | Countersunk Washer, 5.3 mm ID, 16 mm OD, SS
SPEC-1392 | SPEC-616 | 4 | Hex Socket Countersunk Head Screw, ISO 10642, M5 x 0.8 mm Thread, 10 mm Long, SS
SPEC-1392 | SPEC-626 | 16 | Hex Drive Flat Head screw, ISO 10642, M4x0.7 mm Thread, 10 mm Long, SS
SPEC-1392 | SPEC-653 | 4 | Legris 3181_06_19 Fitting Round Body M5-6mm
SPEC-1392 | SPEC-660 | 1 | Advantech -SQF-SHMM2-64G-S9C
SPEC-1392 | SPEC-682 | 1 | Conector RJ45 Cat5e hembra Amphenol Industrial serie LTW, de 8/8 vías (RS 7980701)
SPEC-1392 | SPEC-689 | 1 | Harting 09 30 016 0301 Connector Cover Han 16B-HBM-double lever
SPEC-1392 | SPEC-7 | 1 | Front Mount L
SPEC-1392 | SPEC-70 | 1 | CPU Heatsink
SPEC-1392 | SPEC-755 | 1 | Win 10 IoT Ent 2019 LTSC Entry
SPEC-1392 | SPEC-758 | 1 | Top Tray Gray Sticker
SPEC-1392 | SPEC-766 | 0.03 | Thermal adhesive tape
SPEC-1392 | SPEC-768 | 1.5 | INSULATION FOAM TAPE 50mmx3mmx15m (meter a stock por mts)
SPEC-1392 | SPEC-771 | 8 | Oversized Washer, DIN 9021, M5, 5.3 mm ID, 15 mm OD, SS
SPEC-1392 | SPEC-772 | 18 | CONNECTION STRIP 12 CONTACTS
SPEC-1392 | SPEC-775 | 1 | EPDM adhesive sheet 12x12x3mm
SPEC-1392 | SPEC-783 | 1 | 4G SO-DDR3-1600 RAM Memory
SPEC-1392 | SPEC-788 | 1 | USB 2.0 Cable
SPEC-1392 | SPEC-796 | 1 | Cap 1 tube-b
SPEC-1392 | SPEC-798 | 1 | Cap 4 tubes-b
SPEC-1392 | SPEC-8 | 1 | Front Mount R
SPEC-1392 | SPEC-872 | 27 | 2.5x100mm Cable Tie
SPEC-1392 | SPEC-9 | 1 | b Touchscreen support
SPEC-1392 | SPEC-94 | 1 | Coolant filter - RTF2004
SPEC-1392 | SPEC-95 | 1 | Capacitor - LNR1H684MSE
SPEC-1392 | SPEC-98 | 1 | Power Supply - Vega Lite 750
SPEC-1392 | SPEC-99 | 1 | Touchscreen - IDK-1115R-50XGA1
SPEC-1392 | SPEC-785 | 1 | Plastic Braid OD:6.0mm, Color:Black
SPEC-1392 | SPEC-308 | 1 | WIR-0106.001 (BMA BTHK760-0113)
SPEC-1392 | SPEC-906 | 1 | Cap Charger Ground Strip
SPEC-1393 | SPEC-100 | 4 | Wheel
SPEC-1393 | SPEC-1026 | 1 | 231-310/026-000 [FEMALE TERM BLOCK PLUG 10POS 5.08MM]
SPEC-1393 | SPEC-104 | 1 | Water pump
SPEC-1393 | SPEC-1056 | 1 | LSR0952X0006 [MHR-a PCBA CONTROL BOARD]
SPEC-1393 | SPEC-106 | 4 | Silentblock - 107083
SPEC-1393 | SPEC-108 | 1 | Connector x4 Hinged Frame - 09 14 016 0303
SPEC-1393 | SPEC-1147 | 1 | MHR/DS QR LABEL
SPEC-1393 | SPEC-116 | 1 | MIO-2263E-S3A1E
SPEC-1393 | SPEC-1185 | 1 | LSR0952X0022 [MHR-A PBA MAIN BOARD]
SPEC-1393 | SPEC-1192 | 1 | WIR-00002 [CA Power Suppl]y MAINS
SPEC-1393 | SPEC-1193 | 1 | WIR-00003 [CA 12V POWER RAIL]
SPEC-1393 | SPEC-1194 | 1 | WIR-00005 [CA 24V POWER SUPPLY]
SPEC-1393 | SPEC-1195 | 1 | WIR-00008 [CA HMI and Thermostat 12V POWER SUPPLY]
SPEC-1393 | SPEC-1196 | 1 | WIR-00009 [CA LASER HEAD POWER]
SPEC-1393 | SPEC-1197 | 1 | WIR-00011 [CA EMI Filter and Safety Interlocks]
SPEC-1393 | SPEC-1198 | 1 | WIR-00012 [CA Footswitch Harness]
SPEC-1393 | SPEC-1199 | 1 | WIR-00016 [CA Power Supply POWER OUTPUT]
SPEC-1393 | SPEC-120 | 8 | Locknut, ISO 10511, M6 x 1.0 mm Thread, 6 mm High
SPEC-1393 | SPEC-1201 | 1 | WIR-00018 [CA Safety Switch Harness]
SPEC-1393 | SPEC-123 | 8 | Locknut, ISO 10511 - M5 x 0.8 mm Thread, 5 mm High
SPEC-1393 | SPEC-127 | 28 | Locknut, ISO 10511 - M4 x 0.7 mm Thread, 5 mm High
SPEC-1393 | SPEC-130 | 10 | Rivet nut, M4 x 0.70, 18-8 SS
SPEC-1393 | SPEC-132 | 12 | Socket head cap screw, ISO 4762 M4 x 0.7 mm Thread, 10 mm Long
SPEC-1393 | SPEC-133 | 2 | Motedis 28x515mm M8
SPEC-1393 | SPEC-135 | 4 | Socket head cap screw, ISO 4762 M10 x 1.5 mm Thread 100 mm Long
SPEC-1393 | SPEC-139 | 1 | Suction Al tube
SPEC-1393 | SPEC-140 | 2 | Fitting Bulkhead 8-8 - 3116 08 00
SPEC-1393 | SPEC-142 | 1 | Hailea - HC500A - 230V
SPEC-1393 | SPEC-1432 | 12 | MC29375 [TERMINAL, BUTT SPLICE, CRIMP, BLUE]
SPEC-1393 | SPEC-1433 | 1 | WIR-00013 [CA CA Touch Controller Harness]
SPEC-1393 | SPEC-148 | 1 | PCBA MHR-b Capcharger
SPEC-1393 | SPEC-1481 | 1 | WIR-00023.001 [CA TOUCH DC IN]
SPEC-1393 | SPEC-1483 | 1 | MHR Ethernet painted back cover
SPEC-1393 | SPEC-161 | 2 | Hex Socket Countersunk Head Screw, ISO 10642, M4 x 0.7 mm Thread, 16 mm Long, SS
SPEC-1393 | SPEC-162 | 1 | Copper strip
SPEC-1393 | SPEC-164 | 1 | 80mm DC fan
SPEC-1393 | SPEC-167 | 6 | Hex Socket Countersunk Head Screw, ISO 10642, M3 x 0.5 mm Thread, 6 mm Long, SS
SPEC-1393 | SPEC-170 | 10 | Hex Socket Countersunk Head Screw, ISO 10642, M4 x 0.7 mm Thread, 12 mm Long
SPEC-1393 | SPEC-171 | 2 | Motedis 28X150.5 M8
SPEC-1393 | SPEC-180 | 1 | Fitting Elbow 1/8 to 8mm - 3199 08 10
SPEC-1393 | SPEC-181 | 1 | Fitting EQUAL CROSS 6mm - 3107 06 00
SPEC-1393 | SPEC-182 | 1 | Fitting Union 8-6mm - 3182 08 00
SPEC-1393 | SPEC-183 | 1 | Fitting Plug 8mm - 3126 08 00
SPEC-1393 | SPEC-184 | 1 | Fitting Union 6-8 mm - 3106 06 08
SPEC-1393 | SPEC-187 | 5 | Push in fitting RL31 Ø 6 1/8 - 2L31008
SPEC-1393 | SPEC-188 | 1 | Fitting Y tube 6mm - 3140 06 00
SPEC-1393 | SPEC-195 | 10 | Locknut, DIN 985, M3 x 0.5 mm Thread, 4 mm High
SPEC-1393 | SPEC-202 | 1 | Shunt 30A-60mV
SPEC-1393 | SPEC-205 | 1 | b touch protector
SPEC-1393 | SPEC-210 | 1 | Leaseir Logo Front Sticker
SPEC-1393 | SPEC-217 | 6 | M-F Hex Standoff Spacers, M3-05-5-2, 5mm, 5mm Long, M3, Brass
SPEC-1393 | SPEC-238 | 4 | Hex Socket Countersunk Head Screw, ISO 10642, M6 x 1.0 mm Thread, 20 mm Long, SS
SPEC-1393 | SPEC-239 | 6 | ISO 4762 M8 x 1.25 mm Thread, 20 mm Long
SPEC-1393 | SPEC-241 | 14 | Socket Head Screw, ISO 4762 M4 x 0.7 mm Thread, 12 mm Long, SS
SPEC-1393 | SPEC-242 | 4 | Socket Head Screw, ISO 4762 M4 x 0.7 mm Thread, 16 mm Long, SS
SPEC-1393 | SPEC-245 | 1 | Caliport Support
SPEC-1393 | SPEC-247 | 1 | Power-supply Mount
SPEC-1393 | SPEC-248 | 1 | Power-supply Enclosure
SPEC-1393 | SPEC-250 | 1 | Caliport
SPEC-1393 | SPEC-251 | 1 | MHR top tray
SPEC-1393 | SPEC-252 | 2 | Solenoid Valve - RSC-1
SPEC-1393 | SPEC-254 | 1 | Fitting Bulkhead 6-6 - 3116 06 00
SPEC-1393 | SPEC-255 | 1 | MHR Frontal Cover
SPEC-1393 | SPEC-256 | 1 | Stop switch EAO - 51-259.025
SPEC-1393 | SPEC-257 | 1 | Mains Power Switch - MSM_19_LA_CS_ST_2P
SPEC-1393 | SPEC-27 | 4 | Cover, Silentblocks (Color RAL 7012)
SPEC-1393 | SPEC-271 | 19 | Flat washer, ISO 7092, M4, 4.300 mm ID, 8 mm OD
SPEC-1393 | SPEC-274 | 19 | Flat washer, ISO 7092 M3, 3.200 mm ID, 6 mm OD, SS
SPEC-1393 | SPEC-275 | 4 | Socket Head Screw, ISO 4762 M3 x 0.5 mm Thread, 12 mm Long, 18-8 SS
SPEC-1393 | SPEC-3 | 1 | LNR Capacitor Enclosure
SPEC-1393 | SPEC-301 | 1 | WIR-0101.001 (BMA BTHK760-0110)
SPEC-1393 | SPEC-306 | 1 | WIR-0104.001 (BMA BTHK760-0112)
SPEC-1393 | SPEC-309 | 1 | WIR-0107.001 (BMA BTHK760-0114)
SPEC-1393 | SPEC-321 | 6 | Socket Countersunk Head Screw, ISO 10642, M3 x 0.5 mm Thread, 8 mm Long, SS
SPEC-1393 | SPEC-322 | 8 | Socket Head Screw, ISO 4762 M3 x 0.5 mm Thread, 8 mm Long, SS
SPEC-1393 | SPEC-329 | 1 | Base (blue painted)
SPEC-1393 | SPEC-334 | 2.75 | ANTIFREEZE CC-30 [COOLANT-ANTIFREEZE CC 30%]
SPEC-1393 | SPEC-336 | 3 | Crimp end ferrule, Insulated, 8mm Pin, Black 16AWG 1.5mm²
SPEC-1393 | SPEC-4 | 1 | Crate Mount
SPEC-1393 | SPEC-406 | 0.69 | Blue tube OD.8mm, ID.5.5mm, 25mts - 1025U08 04
SPEC-1393 | SPEC-407 | 3.6 | Blue tube OD.6mm, ID.4mm, 25mts - 1025U06 04
SPEC-1393 | SPEC-423 | 4 | Pneumatic male fitting Ø4 - Harting 09 14 000 6153
SPEC-1393 | SPEC-436 | 1 | Mains EMI Filter - SFN2030B-16-06
SPEC-1393 | SPEC-447 | 4 | TORNILLO DIN 912 M4x30 INOX (ALLEN)
SPEC-1393 | SPEC-449 | 8 | Socket Head Screw, ISO 4762 M4 x 0.7 mm Thread, 8 mm Long, SS
SPEC-1393 | SPEC-451 | 4 | Pan Head Screws, M4 x 0.70 mm Thread, 8mm Long, SS
SPEC-1393 | SPEC-454 | 1 | Door Interlock NP2RX-BAG
SPEC-1393 | SPEC-455 | 2 | Pneumatic x3 Body - Harting 09 14 003 4501
SPEC-1393 | SPEC-456 | 1 | Han Modular x2 40A - HARTING 09 14 002 2701
SPEC-1393 | SPEC-473 | 1 | PCB Lambda relay
SPEC-1393 | SPEC-474 | 1 | PCB 12V Thermostat
SPEC-1393 | SPEC-5 | 1 | b Mosfet Heat Spreader
SPEC-1393 | SPEC-513 | 2 | Socket Head Screw, ISO 4762 M4 x 0.7 mm Thread, 40 mm Long, 20mm Thread length, SS
SPEC-1393 | SPEC-516 | 4 | Prevailing torque High Nut, M10 x 1.5 mm Thread, Class 8, Zinc-Plated Steel
SPEC-1393 | SPEC-518 | 2 | Socket Head Screw, ISO 4762 M5 x 0.8 mm Thread, 16 mm Long, SS
SPEC-1393 | SPEC-528 | 5 | Insulation pipe - XG-06X006
SPEC-1393 | SPEC-553 | 4 | Grower washer, M4, 4.4 mm ID, 7 mm OD, SS
SPEC-1393 | SPEC-565 | 0.12 | Frontal Cover gasket
SPEC-1393 | SPEC-569 | 4 | 3.5x200mm Cable Tie
SPEC-1393 | SPEC-579 | 6 | Hex Socket Countersunk Head Screw, ISO 10642, M5 x 0.8 mm Thread, 20 mm Long, SS
SPEC-1393 | SPEC-582 | 2 | Plain Washer, ISO 7089, M10, 10.5 mm ID, 20 mm OD, SS
SPEC-1393 | SPEC-584 | 4 | Hex Socket Countersunk Head Screw, ISO 10642, M6 x 1 mm Thread, 40 mm Long, SS
SPEC-1393 | SPEC-585 | 4 | Oversized Washer, DIN 9021, 6.4 mm ID, 18 mm OD,SS
SPEC-1393 | SPEC-588 | 10 | M-F Hex Standoff Spacer, M3, 5mm Hex size, 10mm Long ,8 mm Thread size, Brass
SPEC-1393 | SPEC-590 | 10 | Self Adhesive Natural Cable Tie Mount 19 mm x 19mm, 4.1mm Max. Cable Tie Width
SPEC-1393 | SPEC-592 | 16 | Tight-Grip External-Tooth Lock Washer,M4,DIN 6798, 4.3 mm ID, 8 mm OD,SS]
SPEC-1393 | SPEC-593 | 1.5 | Touchscreen gasket
SPEC-1393 | SPEC-6 | 2 | Angle Mount
SPEC-1393 | SPEC-606 | 6 | Countersunk Washer, 5.3 mm ID, 16 mm OD, SS
SPEC-1393 | SPEC-616 | 4 | Hex Socket Countersunk Head Screw, ISO 10642, M5 x 0.8 mm Thread, 10 mm Long, SS
SPEC-1393 | SPEC-626 | 16 | Hex Drive Flat Head screw, ISO 10642, M4x0.7 mm Thread, 10 mm Long, SS
SPEC-1393 | SPEC-653 | 4 | Legris 3181_06_19 Fitting Round Body M5-6mm
SPEC-1393 | SPEC-660 | 1 | Advantech -SQF-SHMM2-64G-S9C
SPEC-1393 | SPEC-682 | 1 | Conector RJ45 Cat5e hembra Amphenol Industrial serie LTW, de 8/8 vías (RS 7980701)
SPEC-1393 | SPEC-689 | 1 | Harting 09 30 016 0301 Connector Cover Han 16B-HBM-double lever
SPEC-1393 | SPEC-7 | 1 | Front Mount L
SPEC-1393 | SPEC-70 | 1 | CPU Heatsink
SPEC-1393 | SPEC-755 | 1 | Win 10 IoT Ent 2019 LTSC Entry
SPEC-1393 | SPEC-758 | 1 | Top Tray Gray Sticker
SPEC-1393 | SPEC-766 | 0.03 | Thermal adhesive tape
SPEC-1393 | SPEC-768 | 1.5 | INSULATION FOAM TAPE 50mmx3mmx15m (meter a stock por mts)
SPEC-1393 | SPEC-771 | 8 | Oversized Washer, DIN 9021, M5, 5.3 mm ID, 15 mm OD, SS
SPEC-1393 | SPEC-772 | 18 | CONNECTION STRIP 12 CONTACTS
SPEC-1393 | SPEC-775 | 1 | EPDM adhesive sheet 12x12x3mm
SPEC-1393 | SPEC-783 | 1 | 4G SO-DDR3-1600 RAM Memory
SPEC-1393 | SPEC-788 | 1 | USB 2.0 Cable
SPEC-1393 | SPEC-796 | 1 | Cap 1 tube-b
SPEC-1393 | SPEC-798 | 1 | Cap 4 tubes-b
SPEC-1393 | SPEC-8 | 1 | Front Mount R
SPEC-1393 | SPEC-872 | 27 | 2.5x100mm Cable Tie
SPEC-1393 | SPEC-9 | 1 | b Touchscreen support
SPEC-1393 | SPEC-94 | 1 | Coolant filter - RTF2004
SPEC-1393 | SPEC-95 | 1 | Capacitor - LNR1H684MSE
SPEC-1393 | SPEC-98 | 1 | Power Supply - Vega Lite 750
SPEC-1393 | SPEC-99 | 1 | Touchscreen - IDK-1115R-50XGA1
SPEC-1393 | SPEC-308 | 1 | WIR-0106.001 (BMA BTHK760-0113)
SPEC-1393 | SPEC-906 | 1 | Cap Charger Ground Strip
SPEC-1394 | SPEC-1155 | 1 | SINGLE HANDPIECE MHR LABEL
SPEC-1394 | SPEC-117 | 1 | HP sticker plate
SPEC-1394 | SPEC-1434 | 2 | 270220 [AT-6/4 yellow pre-insulated terminal]
SPEC-1394 | SPEC-1439 | 1 | Single LH-M [Single diode M structure) (diodo single MHR montado)
SPEC-1394 | SPEC-1477 | 1 | Single/Dual/Quad MHR sensor
SPEC-1394 | SPEC-1479 | 1 | Gatillo completo MHR
SPEC-1394 | SPEC-195 | 1 | Locknut, DIN 985, M3 x 0.5 mm Thread, 4 mm High
SPEC-1394 | SPEC-271 | 6 | Flat washer, ISO 7092, M4, 4.300 mm ID, 8 mm OD
SPEC-1394 | SPEC-1516 | 1 | Lanyard Single
SPEC-1394 | SPEC-289 | 1 | HP sticker cover
SPEC-1394 | SPEC-322 | 2 | Socket Head Screw, ISO 4762 M3 x 0.5 mm Thread, 8 mm Long, SS
SPEC-1394 | SPEC-341 | 4 | Flat-tip Screw, ISO 4026 , M5 x 0.8 mm Thread, 10 mm Long, SS
SPEC-1394 | SPEC-362 | 1 | MHR-b R cover + Hanger
SPEC-1394 | SPEC-367 | 1 | HP Seal 810
SPEC-1394 | SPEC-370 | 1 | Switch Holder
SPEC-1394 | SPEC-441 | 2 | Fitting M5 4mm 90 - 3169 04 19
SPEC-1394 | SPEC-451 | 2 | Pan Head Screws, M4 x 0.70 mm Thread, 8mm Long, SS
SPEC-1394 | SPEC-50 | 1 | MHR-b HP Cover L
SPEC-1394 | SPEC-553 | 2 | Grower washer, M4, 4.4 mm ID, 7 mm OD, SS
SPEC-1394 | SPEC-560 | 4 | Slotted Countersunk Head Screws, M3, Thread 10mm long, Nylon
SPEC-1394 | SPEC-594_c | 1 | MHR-b Umbilical Xcell
SPEC-1394 | SPEC-872 | 3 | 2.5x100mm Cable Tie
SPEC-1394 | SPEC-881 | 2 | Push-in fitting Ø4mm x M5, Straight, Cylindrical, Male
SPEC-1394 | SPEC-884 | 1 | M3x30 Cheese Slotted Nylon M/Screw
SPEC-1395 | SPEC-884 | 1 | M3x30 Cheese Slotted Nylon M/Screw
SPEC-1395 | SPEC-881 | 2 | Push-in fitting Ø4mm x M5, Straight, Cylindrical, Male
SPEC-1395 | SPEC-872 | 3 | 2.5x100mm Cable Tie
SPEC-1395 | SPEC-594_c | 1 | MHR-b Umbilical Xcell
SPEC-1395 | SPEC-560 | 4 | Slotted Countersunk Head Screws, M3, Thread 10mm long, Nylon
SPEC-1395 | SPEC-553 | 2 | Grower washer, M4, 4.4 mm ID, 7 mm OD, SS
SPEC-1395 | SPEC-50 | 1 | MHR-b HP Cover L
SPEC-1395 | SPEC-451 | 2 | Pan Head Screws, M4 x 0.70 mm Thread, 8mm Long, SS
SPEC-1395 | SPEC-441 | 2 | Fitting M5 4mm 90 - 3169 04 19
SPEC-1395 | SPEC-370 | 1 | Switch Holder
SPEC-1395 | SPEC-367 | 1 | HP Seal 810
SPEC-1395 | SPEC-362 | 1 | MHR-b R cover + Hanger
SPEC-1395 | SPEC-341 | 4 | Flat-tip Screw, ISO 4026 , M5 x 0.8 mm Thread, 10 mm Long, SS
SPEC-1395 | SPEC-322 | 2 | Socket Head Screw, ISO 4762 M3 x 0.5 mm Thread, 8 mm Long, SS
SPEC-1395 | SPEC-289 | 1 | HP sticker cover
SPEC-1395 | SPEC-1515 | 1 | Lanyard Dual 810
SPEC-1395 | SPEC-271 | 6 | Flat washer, ISO 7092, M4, 4.300 mm ID, 8 mm OD
SPEC-1395 | SPEC-195 | 1 | Locknut, DIN 985, M3 x 0.5 mm Thread, 4 mm High
SPEC-1395 | SPEC-1479 | 1 | Gatillo completo MHR
SPEC-1395 | SPEC-1477 | 1 | Single/Dual/Quad MHR sensor
SPEC-1395 | SPEC-1440 | 1 | Dual LH-M [Dual diode M structure) (diodo dual MHR montado)
SPEC-1395 | SPEC-1434 | 2 | 270220 [AT-6/4 yellow pre-insulated terminal]
SPEC-1395 | SPEC-117 | 1 | HP sticker plate
SPEC-1395 | SPEC-1154 | 1 | DUAL HANDPIECE MHR LABEL
SPEC-1396 | SPEC-1153 | 1 | QUAD HANDPIECE MHR LABEL
SPEC-1396 | SPEC-117 | 1 | HP sticker plate
SPEC-1396 | SPEC-1434 | 2 | 270220 [AT-6/4 yellow pre-insulated terminal]
SPEC-1396 | SPEC-1441 | 1 | Quad LH-M [Quad diode M structure) (diodo quad MHR montado)
SPEC-1396 | SPEC-1477 | 1 | Single/Dual/Quad MHR sensor
SPEC-1396 | SPEC-1479 | 1 | Gatillo completo MHR
SPEC-1396 | SPEC-195 | 1 | Locknut, DIN 985, M3 x 0.5 mm Thread, 4 mm High
SPEC-1396 | SPEC-271 | 6 | Flat washer, ISO 7092, M4, 4.300 mm ID, 8 mm OD
SPEC-1396 | SPEC-1513 | 1 | Lanyard Quad 810
SPEC-1396 | SPEC-289 | 1 | HP sticker cover
SPEC-1396 | SPEC-322 | 2 | Socket Head Screw, ISO 4762 M3 x 0.5 mm Thread, 8 mm Long, SS
SPEC-1396 | SPEC-341 | 4 | Flat-tip Screw, ISO 4026 , M5 x 0.8 mm Thread, 10 mm Long, SS
SPEC-1396 | SPEC-362 | 1 | MHR-b R cover + Hanger
SPEC-1396 | SPEC-367 | 1 | HP Seal 810
SPEC-1396 | SPEC-370 | 1 | Switch Holder
SPEC-1396 | SPEC-441 | 2 | Fitting M5 4mm 90 - 3169 04 19
SPEC-1396 | SPEC-451 | 2 | Pan Head Screws, M4 x 0.70 mm Thread, 8mm Long, SS
SPEC-1396 | SPEC-50 | 1 | MHR-b HP Cover L
SPEC-1396 | SPEC-553 | 2 | Grower washer, M4, 4.4 mm ID, 7 mm OD, SS
SPEC-1396 | SPEC-560 | 4 | Slotted Countersunk Head Screws, M3, Thread 10mm long, Nylon
SPEC-1396 | SPEC-594_c | 1 | MHR-b Umbilical Xcell
SPEC-1396 | SPEC-872 | 3 | 2.5x100mm Cable Tie
SPEC-1396 | SPEC-881 | 2 | Push-in fitting Ø4mm x M5, Straight, Cylindrical, Male
SPEC-1396 | SPEC-884 | 1 | M3x30 Cheese Slotted Nylon M/Screw
SPEC-1397 | SPEC-97 | 1 | MHR Handpiece hardcase + Foam
SPEC-1397 | SPEC-960 | 2 | Plastic cord terminal (tapanudos)
SPEC-1397 | SPEC-959 | 2 | Tensioner, black
SPEC-1397 | SPEC-958 | 1.2 | Elastic rope coil length 150 m, diameter 2mm (meter a stock por mts)
SPEC-1397 | SPEC-937 | 1 | MHR-b Umbilical strain relief support
SPEC-1397 | SPEC-880 | 1 | Leaseir MHR Xcell Console Shipping Crate
SPEC-1397 | SPEC-871 | 1 | Flat Tip Screw, ISO 4026, DIN 913, M4 x 0.7 mm Thread, 10 mm Long, SS
SPEC-1397 | SPEC-869 | 2 | Polyamide M4 tooth knob
SPEC-1397 | SPEC-848 | 1 | MHR L/R U-foam
SPEC-1397 | SPEC-847 | 2 | MHR Side foam
SPEC-1397 | SPEC-846 | 1 | MHR Front foam
SPEC-1397 | SPEC-845 | 1 | MHR Back foam
SPEC-1397 | SPEC-822 | 1 | Sontara Multipurpose EC Wipe, Optical paper, 30x38 cm sheets
SPEC-1397 | SPEC-814 | 1 | Plastic Zip Bag, 16 x 25 cm
SPEC-1397 | SPEC-813 | 1 | Plastic Zip Bag, 8x12 cm
SPEC-1397 | SPEC-812 | 1 | Allen Wrench 2.5mm
SPEC-1397 | SPEC-811 | 1 | Allen Wrench 1.5mm
SPEC-1397 | SPEC-616 | 4 | Hex Socket Countersunk Head Screw, ISO 10642, M5 x 0.8 mm Thread, 10 mm Long, SS
SPEC-1397 | SPEC-525 | 2 | Anti-tip label - TIP-N-TELL
SPEC-1397 | SPEC-40 | 1 | Painted MHR-b Hanger port mount
SPEC-1397 | SPEC-368 | 1 | Multimec 1PS-06
SPEC-1397 | SPEC-34 | 1 | MHR-b Umbilical support
SPEC-1397 | SPEC-33 | 1 | Hanger Port L
SPEC-1397 | SPEC-303USA | 1 | IEC C19 Power Cord - USA
SPEC-1397 | SPEC-281 | 1 | PAT patient blinds
SPEC-1397 | SPEC-280 | 2 | Operator goggles - ATD #52 780-830nm O.D6+
SPEC-1397 | SPEC-279 | 1 | Textile cover
SPEC-1397 | SPEC-26 | 1 | Hanger port Spacer
SPEC-1397 | SPEC-213 | 2 | Fuse 16A 250VAC - 0034.3129
SPEC-1397 | SPEC-1394 | 1 | Leaseir Single Aesthetic Handpiece
SPEC-1397 | SPEC-1392 | 1 | Leaseir MHR 110 Aesthetic
SPEC-1398 | SPEC-1393 | 1 | Leaseir MHR 230 Aesthetic
SPEC-1398 | SPEC-1394 | 1 | Leaseir Single Aesthetic Handpiece
SPEC-1398 | SPEC-214 | 2 | Fuse 10A 250VAC - 0034.3127
SPEC-1398 | SPEC-26 | 1 | Hanger port Spacer
SPEC-1398 | SPEC-279 | 1 | Textile cover
SPEC-1398 | SPEC-280 | 2 | Operator goggles - ATD #52 780-830nm O.D6+
SPEC-1398 | SPEC-281 | 1 | PAT patient blinds
SPEC-1398 | SPEC-303 | 1 | IEC C19 Power Cord
SPEC-1398 | SPEC-33 | 1 | Hanger Port L
SPEC-1398 | SPEC-34 | 1 | MHR-b Umbilical support
SPEC-1398 | SPEC-368 | 1 | Multimec 1PS-06
SPEC-1398 | SPEC-40 | 1 | Painted MHR-b Hanger port mount
SPEC-1398 | SPEC-525 | 2 | Anti-tip label - TIP-N-TELL
SPEC-1398 | SPEC-616 | 4 | Hex Socket Countersunk Head Screw, ISO 10642, M5 x 0.8 mm Thread, 10 mm Long, SS
SPEC-1398 | SPEC-812 | 1 | Allen Wrench 2.5mm
SPEC-1398 | SPEC-813 | 1 | Plastic Zip Bag, 8x12 cm
SPEC-1398 | SPEC-814 | 1 | Plastic Zip Bag, 16 x 25 cm
SPEC-1398 | SPEC-822 | 1 | Sontara Multipurpose EC Wipe, Optical paper, 30x38 cm sheets
SPEC-1398 | SPEC-845 | 1 | MHR Back foam
SPEC-1398 | SPEC-846 | 1 | MHR Front foam
SPEC-1398 | SPEC-847 | 2 | MHR Side foam
SPEC-1398 | SPEC-848 | 1 | MHR L/R U-foam
SPEC-1398 | SPEC-869 | 2 | Polyamide M4 tooth knob
SPEC-1398 | SPEC-871 | 1 | Flat Tip Screw, ISO 4026, DIN 913, M4 x 0.7 mm Thread, 10 mm Long, SS
SPEC-1398 | SPEC-880 | 1 | Leaseir MHR Xcell Console Shipping Crate
SPEC-1398 | SPEC-937 | 1 | MHR-b Umbilical strain relief support
SPEC-1398 | SPEC-958 | 1.2 | Elastic rope coil length 150 m, diameter 2mm (meter a stock por mts)
SPEC-1398 | SPEC-959 | 2 | Tensioner, black
SPEC-1398 | SPEC-960 | 2 | Plastic cord terminal (tapanudos)
SPEC-1398 | SPEC-97 | 1 | MHR Handpiece hardcase + Foam
SPEC-1399 | SPEC-97 | 1 | MHR Handpiece hardcase + Foam
SPEC-1399 | SPEC-960 | 2 | Plastic cord terminal (tapanudos)
SPEC-1399 | SPEC-959 | 2 | Tensioner, black
SPEC-1399 | SPEC-958 | 1.2 | Elastic rope coil length 150 m, diameter 2mm (meter a stock por mts)
SPEC-1399 | SPEC-937 | 1 | MHR-b Umbilical strain relief support
SPEC-1399 | SPEC-880 | 1 | Leaseir MHR Xcell Console Shipping Crate
SPEC-1399 | SPEC-871 | 1 | Flat Tip Screw, ISO 4026, DIN 913, M4 x 0.7 mm Thread, 10 mm Long, SS
SPEC-1399 | SPEC-869 | 2 | Polyamide M4 tooth knob
SPEC-1399 | SPEC-848 | 1 | MHR L/R U-foam
SPEC-1399 | SPEC-847 | 2 | MHR Side foam
SPEC-1399 | SPEC-846 | 1 | MHR Front foam
SPEC-1399 | SPEC-845 | 1 | MHR Back foam
SPEC-1399 | SPEC-822 | 1 | Sontara Multipurpose EC Wipe, Optical paper, 30x38 cm sheets
SPEC-1399 | SPEC-814 | 1 | Plastic Zip Bag, 16 x 25 cm
SPEC-1399 | SPEC-813 | 1 | Plastic Zip Bag, 8x12 cm
SPEC-1399 | SPEC-812 | 1 | Allen Wrench 2.5mm
SPEC-1399 | SPEC-616 | 4 | Hex Socket Countersunk Head Screw, ISO 10642, M5 x 0.8 mm Thread, 10 mm Long, SS
SPEC-1399 | SPEC-525 | 2 | Anti-tip label - TIP-N-TELL
SPEC-1399 | SPEC-40 | 1 | Painted MHR-b Hanger port mount
SPEC-1399 | SPEC-368 | 1 | Multimec 1PS-06
SPEC-1399 | SPEC-34 | 1 | MHR-b Umbilical support
SPEC-1399 | SPEC-33 | 1 | Hanger Port L
SPEC-1399 | SPEC-303USA | 1 | IEC C19 Power Cord - USA
SPEC-1399 | SPEC-281 | 1 | PAT patient blinds
SPEC-1399 | SPEC-280 | 2 | Operator goggles - ATD #52 780-830nm O.D6+
SPEC-1399 | SPEC-279 | 1 | Textile cover
SPEC-1399 | SPEC-26 | 1 | Hanger port Spacer
SPEC-1399 | SPEC-213 | 2 | Fuse 16A 250VAC - 0034.3129
SPEC-1399 | SPEC-1395 | 1 | Leaseir Dual Aesthetic Handpiece
SPEC-1399 | SPEC-1392 | 1 | Leaseir MHR 110 Aesthetic
SPEC-1400 | SPEC-1393 | 1 | Leaseir MHR 230 Aesthetic
SPEC-1400 | SPEC-1395 | 1 | Leaseir Dual Aesthetic Handpiece
SPEC-1400 | SPEC-214 | 2 | Fuse 10A 250VAC - 0034.3127
SPEC-1400 | SPEC-26 | 1 | Hanger port Spacer
SPEC-1400 | SPEC-279 | 1 | Textile cover
SPEC-1400 | SPEC-280 | 2 | Operator goggles - ATD #52 780-830nm O.D6+
SPEC-1400 | SPEC-281 | 1 | PAT patient blinds
SPEC-1400 | SPEC-303 | 1 | IEC C19 Power Cord
SPEC-1400 | SPEC-33 | 1 | Hanger Port L
SPEC-1400 | SPEC-34 | 1 | MHR-b Umbilical support
SPEC-1400 | SPEC-368 | 1 | Multimec 1PS-06
SPEC-1400 | SPEC-40 | 1 | Painted MHR-b Hanger port mount
SPEC-1400 | SPEC-525 | 2 | Anti-tip label - TIP-N-TELL
SPEC-1400 | SPEC-616 | 4 | Hex Socket Countersunk Head Screw, ISO 10642, M5 x 0.8 mm Thread, 10 mm Long, SS
SPEC-1400 | SPEC-812 | 1 | Allen Wrench 2.5mm
SPEC-1400 | SPEC-813 | 1 | Plastic Zip Bag, 8x12 cm
SPEC-1400 | SPEC-814 | 1 | Plastic Zip Bag, 16 x 25 cm
SPEC-1400 | SPEC-822 | 1 | Sontara Multipurpose EC Wipe, Optical paper, 30x38 cm sheets
SPEC-1400 | SPEC-845 | 1 | MHR Back foam
SPEC-1400 | SPEC-846 | 1 | MHR Front foam
SPEC-1400 | SPEC-847 | 2 | MHR Side foam
SPEC-1400 | SPEC-848 | 1 | MHR L/R U-foam
SPEC-1400 | SPEC-869 | 2 | Polyamide M4 tooth knob
SPEC-1400 | SPEC-871 | 1 | Flat Tip Screw, ISO 4026, DIN 913, M4 x 0.7 mm Thread, 10 mm Long, SS
SPEC-1400 | SPEC-880 | 1 | Leaseir MHR Xcell Console Shipping Crate
SPEC-1400 | SPEC-937 | 1 | MHR-b Umbilical strain relief support
SPEC-1400 | SPEC-958 | 1.2 | Elastic rope coil length 150 m, diameter 2mm (meter a stock por mts)
SPEC-1400 | SPEC-959 | 2 | Tensioner, black
SPEC-1400 | SPEC-960 | 2 | Plastic cord terminal (tapanudos)
SPEC-1400 | SPEC-97 | 1 | MHR Handpiece hardcase + Foam
SPEC-1401 | SPEC-1392 | 1 | Leaseir MHR 110 Aesthetic
SPEC-1401 | SPEC-1396 | 1 | Leaseir Quad Aesthetic Handpiece
SPEC-1401 | SPEC-880 | 1 | Leaseir MHR Xcell Console Shipping Crate
SPEC-1401 | SPEC-279 | 1 | Textile cover
SPEC-1401 | SPEC-846 | 1 | MHR Front foam
SPEC-1401 | SPEC-845 | 1 | MHR Back foam
SPEC-1401 | SPEC-847 | 2 | MHR Side foam
SPEC-1401 | SPEC-848 | 1 | MHR L/R U-foam
SPEC-1401 | SPEC-525 | 2 | Anti-tip label - TIP-N-TELL
SPEC-1401 | SPEC-303USA | 1 | IEC C19 Power Cord - USA
SPEC-1401 | SPEC-97 | 1 | MHR Handpiece hardcase + Foam
SPEC-1401 | SPEC-280 | 2 | Operator goggles - ATD #52 780-830nm O.D6+
SPEC-1401 | SPEC-281 | 1 | PAT patient blinds
SPEC-1401 | SPEC-40 | 1 | Painted MHR-b Hanger port mount
SPEC-1401 | SPEC-33 | 1 | Hanger Port L
SPEC-1401 | SPEC-34 | 1 | MHR-b Umbilical support
SPEC-1401 | SPEC-616 | 4 | Hex Socket Countersunk Head Screw, ISO 10642, M5 x 0.8 mm Thread, 10 mm Long, SS
SPEC-1401 | SPEC-213 | 2 | Fuse 16A 250VAC - 0034.3129
SPEC-1401 | SPEC-869 | 2 | Polyamide M4 tooth knob
SPEC-1401 | SPEC-871 | 1 | Flat Tip Screw, ISO 4026, DIN 913, M4 x 0.7 mm Thread, 10 mm Long, SS
SPEC-1401 | SPEC-812 | 1 | Allen Wrench 2.5mm
SPEC-1401 | SPEC-368 | 1 | Multimec 1PS-06
SPEC-1401 | SPEC-813 | 1 | Plastic Zip Bag, 8x12 cm
SPEC-1401 | SPEC-814 | 1 | Plastic Zip Bag, 16 x 25 cm
SPEC-1401 | SPEC-822 | 1 | Sontara Multipurpose EC Wipe, Optical paper, 30x38 cm sheets
SPEC-1401 | SPEC-958 | 1.2 | Elastic rope coil length 150 m, diameter 2mm (meter a stock por mts)
SPEC-1401 | SPEC-959 | 2 | Tensioner, black
SPEC-1401 | SPEC-960 | 2 | Plastic cord terminal (tapanudos)
SPEC-1401 | SPEC-26 | 1 | Hanger port Spacer
SPEC-1401 | SPEC-937 | 1 | MHR-b Umbilical strain relief support
SPEC-1402 | SPEC-1393 | 1 | Leaseir MHR 230 Aesthetic
SPEC-1402 | SPEC-1396 | 1 | Leaseir Quad Aesthetic Handpiece
SPEC-1402 | SPEC-214 | 2 | Fuse 10A 250VAC - 0034.3127
SPEC-1402 | SPEC-26 | 1 | Hanger port Spacer
SPEC-1402 | SPEC-279 | 1 | Textile cover
SPEC-1402 | SPEC-280 | 2 | Operator goggles - ATD #52 780-830nm O.D6+
SPEC-1402 | SPEC-281 | 1 | PAT patient blinds
SPEC-1402 | SPEC-303 | 1 | IEC C19 Power Cord
SPEC-1402 | SPEC-33 | 1 | Hanger Port L
SPEC-1402 | SPEC-34 | 1 | MHR-b Umbilical support
SPEC-1402 | SPEC-368 | 1 | Multimec 1PS-06
SPEC-1402 | SPEC-40 | 1 | Painted MHR-b Hanger port mount
SPEC-1402 | SPEC-525 | 2 | Anti-tip label - TIP-N-TELL
SPEC-1402 | SPEC-616 | 4 | Hex Socket Countersunk Head Screw, ISO 10642, M5 x 0.8 mm Thread, 10 mm Long, SS
SPEC-1402 | SPEC-812 | 1 | Allen Wrench 2.5mm
SPEC-1402 | SPEC-813 | 1 | Plastic Zip Bag, 8x12 cm
SPEC-1402 | SPEC-814 | 1 | Plastic Zip Bag, 16 x 25 cm
SPEC-1402 | SPEC-822 | 1 | Sontara Multipurpose EC Wipe, Optical paper, 30x38 cm sheets
SPEC-1402 | SPEC-845 | 1 | MHR Back foam
SPEC-1402 | SPEC-846 | 1 | MHR Front foam
SPEC-1402 | SPEC-847 | 2 | MHR Side foam
SPEC-1402 | SPEC-848 | 1 | MHR L/R U-foam
SPEC-1402 | SPEC-869 | 2 | Polyamide M4 tooth knob
SPEC-1402 | SPEC-871 | 1 | Flat Tip Screw, ISO 4026, DIN 913, M4 x 0.7 mm Thread, 10 mm Long, SS
SPEC-1402 | SPEC-880 | 1 | Leaseir MHR Xcell Console Shipping Crate
SPEC-1402 | SPEC-937 | 1 | MHR-b Umbilical strain relief support
SPEC-1402 | SPEC-958 | 1.2 | Elastic rope coil length 150 m, diameter 2mm (meter a stock por mts)
SPEC-1402 | SPEC-959 | 2 | Tensioner, black
SPEC-1402 | SPEC-960 | 2 | Plastic cord terminal (tapanudos)
SPEC-1402 | SPEC-97 | 1 | MHR Handpiece hardcase + Foam
SPEC-1428 | SPEC-1000 | 1 | CARCASA FRONTAL AHR
SPEC-1428 | SPEC-1001 | 1 | CARCASA SUPERIOR AHR
SPEC-1428 | SPEC-1002 | 1 | 1028 [DC Plug, 2.1x5.5mm]
SPEC-1428 | SPEC-1005 | 1 | PLACA BAHÍA AHR (90x70x10mm)
SPEC-1428 | SPEC-1006 | 1 | PLACA BAHÍA AHR (90x70x05mm)
SPEC-1428 | SPEC-1007 | 1 | REJILLA DE RESPIRACIÓN AHR 300x350x10mm
SPEC-1428 | SPEC-1008 | 1 | 3136218 [Un-Filtered IEC Power Entry Module, IEC C14, 10A, 250 VAC, 2-Pole Switch]
SPEC-1428 | SPEC-1009 | 1 | PES-D18NO30D-P [Bahía M18 photo sensor]
SPEC-1428 | SPEC-1010 | 1 | PLACA RUEDAS POLIETILENO AHR 430x395x20mm
SPEC-1428 | SPEC-1011 | 4 | 00770444 [Caster wheel, 5947UAP100P30-11 9002/3000/7015 2.0, white]
SPEC-1428 | SPEC-1018 | 1 | 831-3102 [AHR FEMALE TERM BLOCK PLUG 2POS 7.62MM]
SPEC-1428 | SPEC-1019 | 1 | 831-3202 [AHR MALE TERM BLOCK PLUG 2POS 7.62MM]
SPEC-1428 | SPEC-1020 | 1 | 14778631 [Umbilical metal bracket, tube 25mm]
SPEC-1428 | SPEC-1021 | 1 | AHR COMPUTER LEVI HUMAN MACHINE INTERFACE
SPEC-1428 | SPEC-1022 | 1 | MSP-100-12 [AC/DC CONVERTER 12V 102W]
SPEC-1428 | SPEC-1023 | 1 | MSP-100-24 [AC/DC CONVERTER 24V 108W]
SPEC-1428 | SPEC-1025 | 1 | HR HANGER CONSOLE SIDE (SOPORTE PISTOLA ALUMIDE AHR)
SPEC-1428 | SPEC-1026 | 1 | 231-310/026-000 [FEMALE TERM BLOCK PLUG 10POS 5.08MM]
SPEC-1428 | SPEC-1028 | 1 | VS-40HF20 [DIODE STANDARD 200V 40A DO203AB]
SPEC-1428 | SPEC-1029 | 1 | 511099200563 [AHR RTAP cable 2+8x0.18mm² white, 100m roll]
SPEC-1428 | SPEC-1030 | 2 | 74270090 [Ferrite Ring Axial Ferrite Bead]
SPEC-1428 | SPEC-1031 | 2 | 74271132 [Openable Ferrite Sleeve, 36.3 x 24.2 x 19.7mm]
SPEC-1428 | SPEC-1032 | 1 | 7427151 [Openable Ferrite Sleeve with key, 40 x 20 x 30mm]
SPEC-1428 | SPEC-1033 | 3 | 74272722 [Openable Ferrite Sleeve, 28 x 31 x 35.1mm]
SPEC-1428 | SPEC-1034 | 1 | 7427013 [Ferrite Ring Toroid Core]
SPEC-1428 | SPEC-1036 | 1 | 3772 [2.0mm DC POWER JACK]
SPEC-1428 | SPEC-1037 | 2 | 8388395 [CE Splice Connector, Insulated 12-10 AWG, 2.5-6 mm²]
SPEC-1428 | SPEC-1038 | 4 | 31160400 [Union 4-4mm]
SPEC-1428 | SPEC-104 | 1 | Water pump
SPEC-1428 | SPEC-1056 | 1 | LSR0952X0006 [MHR-a PCBA CONTROL BOARD]
SPEC-1428 | SPEC-1148 | 1 | AHR QR LABEL
SPEC-1428 | SPEC-1152 | 1 | AHR 230 BACK COVER LABEL
SPEC-1428 | SPEC-1185 | 1 | LSR0952X0022 [MHR-A PBA MAIN BOARD]
SPEC-1428 | SPEC-1188 | 1 | LSR0952X0020 [MHR-a PCBA HAND PIECE BUFFER]
SPEC-1428 | SPEC-133 | 4 | Motedis 28x515mm M8
SPEC-1428 | SPEC-140 | 2 | Fitting Bulkhead 8-8 - 3116 08 00
SPEC-1428 | SPEC-1417 | 1 | MSP-600-48 [Power Supply 48V 648W]"
SPEC-1428 | SPEC-142 | 1 | Hailea - HC500A - 230V
SPEC-1428 | SPEC-1436 | 1 | Carcasa pistola AHR + soporte (AHR r cover + hanger)
SPEC-1428 | SPEC-1450 | 3 | 74271222 [Split Ferrite Core, 12.5 mm, 265 ohms]
SPEC-1428 | SPEC-1480 | 1 | AHR umbilical Cord
SPEC-1428 | SPEC-1493 | 1 | AHR Cap Charger
SPEC-1428 | SPEC-180 | 1 | Fitting Elbow 1/8 to 8mm - 3199 08 10
SPEC-1428 | SPEC-181 | 1 | Fitting EQUAL CROSS 6mm - 3107 06 00
SPEC-1428 | SPEC-182 | 1 | Fitting Union 8-6mm - 3182 08 00
SPEC-1428 | SPEC-183 | 1 | Fitting Plug 8mm - 3126 08 00
SPEC-1428 | SPEC-184 | 1 | Fitting Union 6-8 mm - 3106 06 08
SPEC-1428 | SPEC-187 | 5 | Push in fitting RL31 Ø 6 1/8 - 2L31008
SPEC-1428 | SPEC-188 | 1 | Fitting Y tube 6mm - 3140 06 00
SPEC-1428 | SPEC-210 | 1 | Leaseir Logo Front Sticker
SPEC-1428 | SPEC-252 | 2 | Solenoid Valve - RSC-1
SPEC-1428 | SPEC-254 | 1 | Fitting Bulkhead 6-6 - 3116 06 00
SPEC-1428 | SPEC-256 | 1 | Stop switch EAO - 51-259.025
SPEC-1428 | SPEC-320 | 1 | Lanyard Screw 10258/AS-M3
SPEC-1428 | SPEC-327 | 1 | Legris - 3106 04 06 - Union 6-4mm
SPEC-1428 | SPEC-334 | 2.75 | ANTIFREEZE CC-30 [COOLANT-ANTIFREEZE CC 30%]
SPEC-1428 | SPEC-367 | 1 | HP Seal 810
SPEC-1428 | SPEC-406 | 0.58 | Blue tube OD.8mm, ID.5.5mm, 25mts - 1025U08 04
SPEC-1428 | SPEC-407 | 0.8 | Blue tube OD.6mm, ID.4mm, 25mts - 1025U06 04
SPEC-1428 | SPEC-425 | 1 | Capillary
SPEC-1428 | SPEC-431 | 1 | Dual window
SPEC-1428 | SPEC-436 | 2 | Mains EMI Filter - SFN2030B-16-06
SPEC-1428 | SPEC-441 | 2 | Fitting M5 4mm 90 - 3169 04 19
SPEC-1428 | SPEC-464 | 1 | ASM Dual Tip
SPEC-1428 | SPEC-494 | 1.57 | Blue tube, OD.4mm, ID.2,5mm, 25mts - 1025U0404
SPEC-1428 | SPEC-50 | 1 | MHR-b HP Cover L
SPEC-1428 | SPEC-525 | 2 | Anti-tip label - TIP-N-TELL
SPEC-1428 | SPEC-527 | 4.5 | Holt melt adhesive white
SPEC-1428 | SPEC-528 | 5 | Insulation pipe - XG-06X006
SPEC-1428 | SPEC-541 | 1 | Moludar contactor, 25A, 4 Poles
SPEC-1428 | SPEC-653 | 4 | Legris 3181_06_19 Fitting Round Body M5-6mm
SPEC-1428 | SPEC-734 | 1 | Dual 13,5x14,5 Prism
SPEC-1428 | SPEC-736 | 1 | Monocrom Laser Diode, 20 bars, 810 nm, 200A, 4000W
SPEC-1428 | SPEC-768 | 0.7 | INSULATION FOAM TAPE 50mmx3mmx15m (meter a stock por mts)
SPEC-1428 | SPEC-796 | 1 | Cap 1 tube-b
SPEC-1428 | SPEC-798 | 1 | Cap 4 tubes-b
SPEC-1428 | SPEC-881 | 2 | Push-in fitting Ø4mm x M5, Straight, Cylindrical, Male
SPEC-1428 | SPEC-95 | 1 | Capacitor - LNR1H684MSE
SPEC-1428 | SPEC-986 | 1 | AHR Base
SPEC-1428 | SPEC-987 | 1 | AHR TOP (Electronics support top cover)
SPEC-1428 | SPEC-988 | 1 | AHR BACK V1 (Back cover)
SPEC-1428 | SPEC-989 | 2 | AHR LTOP (Frontal adjustment bracket )
SPEC-1428 | SPEC-990 | 2 | AHR LCHILLER (Chiller adjustment bracket)
SPEC-1428 | SPEC-991 | 1 | 1222507 [Fan Cooling Heat Sink, Hollow Fin Device, 0.175 °C/W, 74 mm, 62 mm]
SPEC-1428 | SPEC-992 | 3 | VS-FC420SA10 [Transistor MOSFET, Canal N, 435 A, 100 V, 0.0013 ohm, 10 V, 2.9 V, SOT-227]
SPEC-1428 | SPEC-993 | 1 | 2251113 [Discharge resistance, 47 ohms, WPRT Series, 50 W, ± 5%, Solder Tabs]
SPEC-1428 | SPEC-994 | 1 | 902-978 [Thermostat IDNext 902-978]
SPEC-1428 | SPEC-995 | 1 | 2022864 [CABLE GLAND V-TEC M16X1,5 GRCL]
SPEC-1428 | SPEC-996 | 1 | RTF2016 [AHR coolant filter]
SPEC-1428 | SPEC-997 | 1 | 231303 [FEMALE TERM BLOCK PLUG 3POS 5.08MM]
SPEC-1428 | SPEC-998 | 1 | 231633 [MALE TERM BLOCK PLUG 3POS 5.08MM]
SPEC-1428 | SPEC-999 | 1 | S286A-2 [AHR Keyswitch]
SPEC-1428 | SPEC-139 | 1 | Suction Al tube
SPEC-1436 | SPEC-363 | 1 | MHR b HP Cover R
SPEC-1436 | SPEC-1025 | 1 | HR HANGER CONSOLE SIDE (SOPORTE PISTOLA ALUMIDE AHR)
SPEC-1436 | SPEC-282 | 1 | YAXINY 002192 LANYARD
SPEC-1436 | SPEC-320 | 1 | Lanyard Screw 10258/AS-M3
SPEC-1439 | SPEC-944 | 1 | Monocrom Laser Diode, 10 bars, 808nm, 170A, 2000W
SPEC-1439 | SPEC-461 | 1 | ASM Single Tip
SPEC-1439 | SPEC-730 | 1 | Single 8x8 Prism
SPEC-1439 | SPEC-429 | 1 | Single window
SPEC-1439 | SPEC-624 | 4 | Socket Head Screw, ISO 4762, M2x0.4 mm Thread, 6 mm Long, SS
SPEC-1439 | SPEC-275 | 4 | Socket Head Screw, ISO 4762 M3 x 0.5 mm Thread, 12 mm Long, 18-8 SS
SPEC-1440 | SPEC-736 | 1 | Monocrom Laser Diode, 20 bars, 810 nm, 200A, 4000W
SPEC-1440 | SPEC-464 | 1 | ASM Dual Tip
SPEC-1440 | SPEC-734 | 1 | Dual 13,5x14,5 Prism
SPEC-1440 | SPEC-431 | 1 | Dual window
SPEC-1440 | SPEC-624 | 4 | Socket Head Screw, ISO 4762, M2x0.4 mm Thread, 6 mm Long, SS
SPEC-1440 | SPEC-275 | 4 | Socket Head Screw, ISO 4762 M3 x 0.5 mm Thread, 12 mm Long, 18-8 SS
SPEC-1441 | SPEC-903 | 1 | Monocrom Laser Diode, 20 bars, 810 nm , 200A, 4000W
SPEC-1441 | SPEC-459 | 1 | ASM Quad Tip
SPEC-1441 | SPEC-735 | 1 | Quad 25,5x14,5 Prism
SPEC-1441 | SPEC-430 | 1 | Quad window
SPEC-1441 | SPEC-624 | 4 | Socket Head Screw, ISO 4762, M2x0.4 mm Thread, 6 mm Long, SS
SPEC-1441 | SPEC-275 | 4 | Socket Head Screw, ISO 4762 M3 x 0.5 mm Thread, 12 mm Long, 18-8 SS
SPEC-1462 | SPEC-1393 | 1 | Leaseir MHR 230 Aesthetic
SPEC-1462 | SPEC-880 | 1 | Leaseir MHR Xcell Console Shipping Crate
SPEC-1462 | SPEC-279 | 1 | Textile cover
SPEC-1462 | SPEC-845 | 1 | MHR Back foam
SPEC-1462 | SPEC-846 | 1 | MHR Front foam
SPEC-1462 | SPEC-847 | 2 | MHR Side foam
SPEC-1462 | SPEC-848 | 1 | MHR L/R U-foam
SPEC-1462 | SPEC-525 | 2 | Anti-tip label - TIP-N-TELL
SPEC-1462 | SPEC-214 | 2 | Fuse 10A 250VAC - 0034.3127
SPEC-1462 | SPEC-615 | 1 | MHR-b Hanger port
SPEC-1462 | SPEC-870 | 2 | Male thumbscrew knob, M4x16mm (ASM-2189)
SPEC-1462 | SPEC-454 | 1 | Door Interlock NP2RX-BAG
SPEC-1462 | SPEC-303 | 1 | IEC C19 Power Cord
SPEC-1462 | SPEC-812 | 1 | Allen Wrench 2.5mm
SPEC-1462 | SPEC-813 | 1 | Plastic Zip Bag, 8x12 cm
SPEC-1463 | SPEC-1392 | 1 | Leaseir MHR 110 Aesthetic
SPEC-1463 | SPEC-880 | 1 | Leaseir MHR Xcell Console Shipping Crate
SPEC-1463 | SPEC-279 | 1 | Textile cover
SPEC-1463 | SPEC-845 | 1 | MHR Back foam
SPEC-1463 | SPEC-846 | 1 | MHR Front foam
SPEC-1463 | SPEC-847 | 2 | MHR Side foam
SPEC-1463 | SPEC-848 | 1 | MHR L/R U-foam
SPEC-1463 | SPEC-525 | 2 | Anti-tip label - TIP-N-TELL
SPEC-1463 | SPEC-213 | 2 | Fuse 16A 250VAC - 0034.3129
SPEC-1463 | SPEC-615 | 1 | MHR-b Hanger port
SPEC-1463 | SPEC-870 | 2 | Male thumbscrew knob, M4x16mm (ASM-2189)
SPEC-1463 | SPEC-454 | 1 | Door Interlock NP2RX-BAG
SPEC-1463 | SPEC-303 | 1 | IEC C19 Power Cord
SPEC-1463 | SPEC-812 | 1 | Allen Wrench 2.5mm
SPEC-1463 | SPEC-813 | 1 | Plastic Zip Bag, 8x12 cm
SPEC-1464 | SPEC-909 | 1 | Monocrom Laser Diode, 20 bars, 808-940-1060nm, 180A, 4000W
SPEC-1464 | SPEC-738 | 1 | Dual 12x14 Prism
SPEC-1464 | SPEC-624 | 4 | Socket Head Screw, ISO 4762, M2x0.4 mm Thread, 6 mm Long, SS
SPEC-1464 | SPEC-464 | 1 | ASM Dual Tip
SPEC-1464 | SPEC-431 | 1 | Dual window
SPEC-1465 | SPEC-909 | 1 | Monocrom Laser Diode, 20 bars, 808-940-1060nm, 180A, 4000W
SPEC-1465 | SPEC-739 | 1 | Quad 14x24 Prism
SPEC-1465 | SPEC-624 | 4 | Socket Head Screw, ISO 4762, M2x0.4 mm Thread, 6 mm Long, SS
SPEC-1465 | SPEC-459 | 1 | ASM Quad Tip
SPEC-1465 | SPEC-430 | 1 | Quad window
SPEC-1466 | SPEC-117 | 1 | HP sticker plate
SPEC-1466 | SPEC-1464 | 1 | MHR Dual BLEND laserhead
SPEC-1466 | SPEC-1477 | 1 | Single/Dual/Quad MHR sensor
SPEC-1466 | SPEC-1479 | 1 | Gatillo completo MHR
SPEC-1466 | SPEC-167 | 2 | Hex Socket Countersunk Head Screw, ISO 10642, M3 x 0.5 mm Thread, 6 mm Long, SS
SPEC-1466 | SPEC-271 | 2 | Flat washer, ISO 7092, M4, 4.300 mm ID, 8 mm OD
SPEC-1466 | SPEC-275 | 4 | Socket Head Screw, ISO 4762 M3 x 0.5 mm Thread, 12 mm Long, 18-8 SS
SPEC-1466 | SPEC-1514 | 1 | Lanyard Dual Blend
SPEC-1466 | SPEC-289 | 1 | HP sticker cover
SPEC-1466 | SPEC-322 | 2 | Socket Head Screw, ISO 4762 M3 x 0.5 mm Thread, 8 mm Long, SS
SPEC-1466 | SPEC-323 | 1 | Hex Nut, DIN 934, M3 x 0.5 mm Thread, Zinc-Plated, Class 8
SPEC-1466 | SPEC-328 | 2 | RS PRO Insulated Ring Terminal, M4 Stud Size, 2.5mm² to 6mm² Wire Size, Yellow
SPEC-1466 | SPEC-342 | 4 | Plain Washer, ISO 7089, M5, 5.3 mm ID, 10 mm OD, SS
SPEC-1466 | SPEC-362 | 1 | MHR-b R cover + Hanger
SPEC-1466 | SPEC-418 | 0.1 | Clear tube, OD.4mm, ID.2,5mm, 25mts - 1025U04R08
SPEC-1466 | SPEC-441 | 2 | Fitting M5 4mm 90 - 3169 04 19
SPEC-1466 | SPEC-451 | 2 | Pan Head Screws, M4 x 0.70 mm Thread, 8mm Long, SS
SPEC-1466 | SPEC-50 | 1 | MHR-b HP Cover L
SPEC-1466 | SPEC-553 | 2 | Grower washer, M4, 4.4 mm ID, 7 mm OD, SS
SPEC-1466 | SPEC-560 | 4 | Slotted Countersunk Head Screws, M3, Thread 10mm long, Nylon
SPEC-1466 | SPEC-569 | 4 | 3.5x200mm Cable Tie
SPEC-1466 | SPEC-594_c | 1 | MHR-b Umbilical Xcell
SPEC-1466 | SPEC-696 | 1 | DUAL-Aesth-BLEND-b Yellow Label
SPEC-1466 | SPEC-718 | 1 | HP Seal Blend
SPEC-1466 | SPEC-83 | 1 | Lasermet AP-32x16
SPEC-1466 | SPEC-881 | 2 | Push-in fitting Ø4mm x M5, Straight, Cylindrical, Male
SPEC-1466 | SPEC-884 | 1 | M3x30 Cheese Slotted Nylon M/Screw
SPEC-1466 | SPEC-370 | 1 | Switch Holder
SPEC-1467 | SPEC-117 | 1 | HP sticker plate
SPEC-1467 | SPEC-1465 | 1 | MHR Quad BLEND laserhead
SPEC-1467 | SPEC-1477 | 1 | Single/Dual/Quad MHR sensor
SPEC-1467 | SPEC-1479 | 1 | Gatillo completo MHR
SPEC-1467 | SPEC-167 | 2 | Hex Socket Countersunk Head Screw, ISO 10642, M3 x 0.5 mm Thread, 6 mm Long, SS
SPEC-1467 | SPEC-271 | 2 | Flat washer, ISO 7092, M4, 4.300 mm ID, 8 mm OD
SPEC-1467 | SPEC-275 | 4 | Socket Head Screw, ISO 4762 M3 x 0.5 mm Thread, 12 mm Long, 18-8 SS
SPEC-1467 | SPEC-1512 | 1 | Lanyard Quad Blend
SPEC-1467 | SPEC-289 | 1 | HP sticker cover
SPEC-1467 | SPEC-322 | 2 | Socket Head Screw, ISO 4762 M3 x 0.5 mm Thread, 8 mm Long, SS
SPEC-1467 | SPEC-323 | 1 | Hex Nut, DIN 934, M3 x 0.5 mm Thread, Zinc-Plated, Class 8
SPEC-1467 | SPEC-328 | 2 | RS PRO Insulated Ring Terminal, M4 Stud Size, 2.5mm² to 6mm² Wire Size, Yellow
SPEC-1467 | SPEC-342 | 4 | Plain Washer, ISO 7089, M5, 5.3 mm ID, 10 mm OD, SS
SPEC-1467 | SPEC-362 | 1 | MHR-b R cover + Hanger
SPEC-1467 | SPEC-370 | 1 | Switch Holder
SPEC-1467 | SPEC-418 | 0.1 | Clear tube, OD.4mm, ID.2,5mm, 25mts - 1025U04R08
SPEC-1467 | SPEC-441 | 2 | Fitting M5 4mm 90 - 3169 04 19
SPEC-1467 | SPEC-451 | 2 | Pan Head Screws, M4 x 0.70 mm Thread, 8mm Long, SS
SPEC-1467 | SPEC-50 | 1 | MHR-b HP Cover L
SPEC-1467 | SPEC-553 | 2 | Grower washer, M4, 4.4 mm ID, 7 mm OD, SS
SPEC-1467 | SPEC-560 | 4 | Slotted Countersunk Head Screws, M3, Thread 10mm long, Nylon
SPEC-1467 | SPEC-569 | 4 | 3.5x200mm Cable Tie
SPEC-1467 | SPEC-594_c | 1 | MHR-b Umbilical Xcell
SPEC-1467 | SPEC-697 | 1 | QUAD-Aesth-BLEND-b Yellow Label
SPEC-1467 | SPEC-718 | 1 | HP Seal Blend
SPEC-1467 | SPEC-83 | 1 | Lasermet AP-32x16
SPEC-1467 | SPEC-881 | 2 | Push-in fitting Ø4mm x M5, Straight, Cylindrical, Male
SPEC-1467 | SPEC-884 | 1 | M3x30 Cheese Slotted Nylon M/Screw
SPEC-1468 | SPEC-1394 | 1 | Leaseir Single Aesthetic Handpiece
SPEC-1468 | SPEC-97 | 1 | MHR Handpiece hardcase + Foam
SPEC-1468 | SPEC-753 | 2 | Operator goggles 750-1100 nm O.D7+
SPEC-1468 | SPEC-281 | 1 | PAT patient blinds
SPEC-1468 | SPEC-1516 | 1 | Lanyard Single
SPEC-1468 | SPEC-368 | 1 | Multimec 1PS-06
SPEC-1468 | SPEC-813 | 1 | Plastic Zip Bag, 8x12 cm
SPEC-1468 | SPEC-873 | 1 | Document Briefcase
SPEC-1468 | SPEC-822 | 1 | Sontara Multipurpose EC Wipe, Optical paper, 30x38 cm sheets
SPEC-1469 | SPEC-1395 | 1 | Leaseir Dual Aesthetic Handpiece
SPEC-1469 | SPEC-97 | 1 | MHR Handpiece hardcase + Foam
SPEC-1469 | SPEC-753 | 2 | Operator goggles 750-1100 nm O.D7+
SPEC-1469 | SPEC-281 | 1 | PAT patient blinds
SPEC-1469 | SPEC-1515 | 1 | Lanyard Dual 810
SPEC-1469 | SPEC-368 | 1 | Multimec 1PS-06
SPEC-1469 | SPEC-813 | 1 | Plastic Zip Bag, 8x12 cm
SPEC-1469 | SPEC-873 | 1 | Document Briefcase
SPEC-1469 | SPEC-822 | 1 | Sontara Multipurpose EC Wipe, Optical paper, 30x38 cm sheets
SPEC-1470 | SPEC-1466 | 1 | MHR Dual BLEND Handpiece
SPEC-1470 | SPEC-97 | 1 | MHR Handpiece hardcase + Foam
SPEC-1470 | SPEC-753 | 2 | Operator goggles 750-1100 nm O.D7+
SPEC-1470 | SPEC-281 | 1 | PAT patient blinds
SPEC-1470 | SPEC-1514 | 1 | Lanyard Dual Blend
SPEC-1470 | SPEC-368 | 1 | Multimec 1PS-06
SPEC-1470 | SPEC-813 | 1 | Plastic Zip Bag, 8x12 cm
SPEC-1470 | SPEC-873 | 1 | Document Briefcase
SPEC-1470 | SPEC-822 | 1 | Sontara Multipurpose EC Wipe, Optical paper, 30x38 cm sheets
SPEC-1471 | SPEC-1396 | 1 | Leaseir Quad Aesthetic Handpiece
SPEC-1471 | SPEC-97 | 1 | MHR Handpiece hardcase + Foam
SPEC-1471 | SPEC-753 | 2 | Operator goggles 750-1100 nm O.D7+
SPEC-1471 | SPEC-281 | 1 | PAT patient blinds
SPEC-1471 | SPEC-1513 | 1 | Lanyard Quad 810
SPEC-1471 | SPEC-368 | 1 | Multimec 1PS-06
SPEC-1471 | SPEC-813 | 1 | Plastic Zip Bag, 8x12 cm
SPEC-1471 | SPEC-873 | 1 | Document Briefcase
SPEC-1471 | SPEC-822 | 1 | Sontara Multipurpose EC Wipe, Optical paper, 30x38 cm sheets
SPEC-1472 | SPEC-1467 | 1 | MHR Quad BLEND Handpiece
SPEC-1472 | SPEC-97 | 1 | MHR Handpiece hardcase + Foam
SPEC-1472 | SPEC-753 | 2 | Operator goggles 750-1100 nm O.D7+
SPEC-1472 | SPEC-281 | 1 | PAT patient blinds
SPEC-1472 | SPEC-1512 | 1 | Lanyard Quad Blend
SPEC-1472 | SPEC-368 | 1 | Multimec 1PS-06
SPEC-1472 | SPEC-813 | 1 | Plastic Zip Bag, 8x12 cm
SPEC-1472 | SPEC-873 | 1 | Document Briefcase
SPEC-1472 | SPEC-822 | 1 | Sontara Multipurpose EC Wipe, Optical paper, 30x38 cm sheets
SPEC-1473 | SPEC-1392 | 1 | Leaseir MHR 110 Aesthetic
SPEC-1473 | SPEC-1466 | 1 | MHR Dual BLEND Handpiece
SPEC-1473 | SPEC-880 | 1 | Leaseir MHR Xcell Console Shipping Crate
SPEC-1473 | SPEC-279 | 1 | Textile cover
SPEC-1473 | SPEC-846 | 1 | MHR Front foam
SPEC-1473 | SPEC-845 | 1 | MHR Back foam
SPEC-1473 | SPEC-847 | 2 | MHR Side foam
SPEC-1473 | SPEC-848 | 1 | MHR L/R U-foam
SPEC-1473 | SPEC-525 | 2 | Anti-tip label - TIP-N-TELL
SPEC-1473 | SPEC-303USA | 1 | IEC C19 Power Cord - USA
SPEC-1473 | SPEC-97 | 1 | MHR Handpiece hardcase + Foam
SPEC-1473 | SPEC-280 | 2 | Operator goggles - ATD #52 780-830nm O.D6+
SPEC-1473 | SPEC-281 | 1 | PAT patient blinds
SPEC-1473 | SPEC-40 | 1 | Painted MHR-b Hanger port mount
SPEC-1473 | SPEC-33 | 1 | Hanger Port L
SPEC-1473 | SPEC-34 | 1 | MHR-b Umbilical support
SPEC-1473 | SPEC-616 | 4 | Hex Socket Countersunk Head Screw, ISO 10642, M5 x 0.8 mm Thread, 10 mm Long, SS
SPEC-1473 | SPEC-213 | 2 | Fuse 16A 250VAC - 0034.3129
SPEC-1473 | SPEC-869 | 2 | Polyamide M4 tooth knob
SPEC-1473 | SPEC-871 | 1 | Flat Tip Screw, ISO 4026, DIN 913, M4 x 0.7 mm Thread, 10 mm Long, SS
SPEC-1473 | SPEC-812 | 1 | Allen Wrench 2.5mm
SPEC-1473 | SPEC-368 | 1 | Multimec 1PS-06
SPEC-1473 | SPEC-813 | 1 | Plastic Zip Bag, 8x12 cm
SPEC-1473 | SPEC-814 | 1 | Plastic Zip Bag, 16 x 25 cm
SPEC-1473 | SPEC-822 | 1 | Sontara Multipurpose EC Wipe, Optical paper, 30x38 cm sheets
SPEC-1473 | SPEC-958 | 1.2 | Elastic rope coil length 150 m, diameter 2mm (meter a stock por mts)
SPEC-1473 | SPEC-959 | 2 | Tensioner, black
SPEC-1473 | SPEC-960 | 2 | Plastic cord terminal (tapanudos)
SPEC-1473 | SPEC-26 | 1 | Hanger port Spacer
SPEC-1473 | SPEC-937 | 1 | MHR-b Umbilical strain relief support
SPEC-1474 | SPEC-1393 | 1 | Leaseir MHR 230 Aesthetic
SPEC-1474 | SPEC-1466 | 1 | MHR Dual BLEND Handpiece
SPEC-1474 | SPEC-214 | 2 | Fuse 10A 250VAC - 0034.3127
SPEC-1474 | SPEC-26 | 1 | Hanger port Spacer
SPEC-1474 | SPEC-279 | 1 | Textile cover
SPEC-1474 | SPEC-280 | 2 | Operator goggles - ATD #52 780-830nm O.D6+
SPEC-1474 | SPEC-281 | 1 | PAT patient blinds
SPEC-1474 | SPEC-303 | 1 | IEC C19 Power Cord
SPEC-1474 | SPEC-33 | 1 | Hanger Port L
SPEC-1474 | SPEC-34 | 1 | MHR-b Umbilical support
SPEC-1474 | SPEC-368 | 1 | Multimec 1PS-06
SPEC-1474 | SPEC-40 | 1 | Painted MHR-b Hanger port mount
SPEC-1474 | SPEC-525 | 2 | Anti-tip label - TIP-N-TELL
SPEC-1474 | SPEC-616 | 4 | Hex Socket Countersunk Head Screw, ISO 10642, M5 x 0.8 mm Thread, 10 mm Long, SS
SPEC-1474 | SPEC-812 | 1 | Allen Wrench 2.5mm
SPEC-1474 | SPEC-813 | 1 | Plastic Zip Bag, 8x12 cm
SPEC-1474 | SPEC-814 | 1 | Plastic Zip Bag, 16 x 25 cm
SPEC-1474 | SPEC-822 | 1 | Sontara Multipurpose EC Wipe, Optical paper, 30x38 cm sheets
SPEC-1474 | SPEC-845 | 1 | MHR Back foam
SPEC-1474 | SPEC-846 | 1 | MHR Front foam
SPEC-1474 | SPEC-847 | 2 | MHR Side foam
SPEC-1474 | SPEC-848 | 1 | MHR L/R U-foam
SPEC-1474 | SPEC-869 | 2 | Polyamide M4 tooth knob
SPEC-1474 | SPEC-871 | 1 | Flat Tip Screw, ISO 4026, DIN 913, M4 x 0.7 mm Thread, 10 mm Long, SS
SPEC-1474 | SPEC-880 | 1 | Leaseir MHR Xcell Console Shipping Crate
SPEC-1474 | SPEC-937 | 1 | MHR-b Umbilical strain relief support
SPEC-1474 | SPEC-958 | 1.2 | Elastic rope coil length 150 m, diameter 2mm (meter a stock por mts)
SPEC-1474 | SPEC-959 | 2 | Tensioner, black
SPEC-1474 | SPEC-960 | 2 | Plastic cord terminal (tapanudos)
SPEC-1474 | SPEC-97 | 1 | MHR Handpiece hardcase + Foam
SPEC-1475 | SPEC-1392 | 1 | Leaseir MHR 110 Aesthetic
SPEC-1475 | SPEC-1467 | 1 | MHR Quad BLEND Handpiece
SPEC-1475 | SPEC-880 | 1 | Leaseir MHR Xcell Console Shipping Crate
SPEC-1475 | SPEC-279 | 1 | Textile cover
SPEC-1475 | SPEC-846 | 1 | MHR Front foam
SPEC-1475 | SPEC-845 | 1 | MHR Back foam
SPEC-1475 | SPEC-847 | 2 | MHR Side foam
SPEC-1475 | SPEC-848 | 1 | MHR L/R U-foam
SPEC-1475 | SPEC-525 | 2 | Anti-tip label - TIP-N-TELL
SPEC-1475 | SPEC-303USA | 1 | IEC C19 Power Cord - USA
SPEC-1475 | SPEC-97 | 1 | MHR Handpiece hardcase + Foam
SPEC-1475 | SPEC-280 | 2 | Operator goggles - ATD #52 780-830nm O.D6+
SPEC-1475 | SPEC-281 | 1 | PAT patient blinds
SPEC-1475 | SPEC-40 | 1 | Painted MHR-b Hanger port mount
SPEC-1475 | SPEC-33 | 1 | Hanger Port L
SPEC-1475 | SPEC-34 | 1 | MHR-b Umbilical support
SPEC-1475 | SPEC-616 | 4 | Hex Socket Countersunk Head Screw, ISO 10642, M5 x 0.8 mm Thread, 10 mm Long, SS
SPEC-1475 | SPEC-213 | 2 | Fuse 16A 250VAC - 0034.3129
SPEC-1475 | SPEC-869 | 2 | Polyamide M4 tooth knob
SPEC-1475 | SPEC-871 | 1 | Flat Tip Screw, ISO 4026, DIN 913, M4 x 0.7 mm Thread, 10 mm Long, SS
SPEC-1475 | SPEC-812 | 1 | Allen Wrench 2.5mm
SPEC-1475 | SPEC-368 | 1 | Multimec 1PS-06
SPEC-1475 | SPEC-813 | 1 | Plastic Zip Bag, 8x12 cm
SPEC-1475 | SPEC-814 | 1 | Plastic Zip Bag, 16 x 25 cm
SPEC-1475 | SPEC-822 | 1 | Sontara Multipurpose EC Wipe, Optical paper, 30x38 cm sheets
SPEC-1475 | SPEC-958 | 1.2 | Elastic rope coil length 150 m, diameter 2mm (meter a stock por mts)
SPEC-1475 | SPEC-959 | 2 | Tensioner, black
SPEC-1475 | SPEC-960 | 2 | Plastic cord terminal (tapanudos)
SPEC-1475 | SPEC-26 | 1 | Hanger port Spacer
SPEC-1475 | SPEC-937 | 1 | MHR-b Umbilical strain relief support
SPEC-1476 | SPEC-1393 | 1 | Leaseir MHR 230 Aesthetic
SPEC-1476 | SPEC-1467 | 1 | MHR Quad BLEND Handpiece
SPEC-1476 | SPEC-213 | 2 | Fuse 16A 250VAC - 0034.3129
SPEC-1476 | SPEC-26 | 1 | Hanger port Spacer
SPEC-1476 | SPEC-279 | 1 | Textile cover
SPEC-1476 | SPEC-280 | 2 | Operator goggles - ATD #52 780-830nm O.D6+
SPEC-1476 | SPEC-281 | 1 | PAT patient blinds
SPEC-1476 | SPEC-303 | 1 | IEC C19 Power Cord
SPEC-1476 | SPEC-33 | 1 | Hanger Port L
SPEC-1476 | SPEC-34 | 1 | MHR-b Umbilical support
SPEC-1476 | SPEC-368 | 1 | Multimec 1PS-06
SPEC-1476 | SPEC-40 | 1 | Painted MHR-b Hanger port mount
SPEC-1476 | SPEC-525 | 2 | Anti-tip label - TIP-N-TELL
SPEC-1476 | SPEC-616 | 4 | Hex Socket Countersunk Head Screw, ISO 10642, M5 x 0.8 mm Thread, 10 mm Long, SS
SPEC-1476 | SPEC-812 | 1 | Allen Wrench 2.5mm
SPEC-1476 | SPEC-813 | 1 | Plastic Zip Bag, 8x12 cm
SPEC-1476 | SPEC-814 | 1 | Plastic Zip Bag, 16 x 25 cm
SPEC-1476 | SPEC-822 | 1 | Sontara Multipurpose EC Wipe, Optical paper, 30x38 cm sheets
SPEC-1476 | SPEC-845 | 1 | MHR Back foam
SPEC-1476 | SPEC-846 | 1 | MHR Front foam
SPEC-1476 | SPEC-847 | 2 | MHR Side foam
SPEC-1476 | SPEC-848 | 1 | MHR L/R U-foam
SPEC-1476 | SPEC-869 | 2 | Polyamide M4 tooth knob
SPEC-1476 | SPEC-871 | 1 | Flat Tip Screw, ISO 4026, DIN 913, M4 x 0.7 mm Thread, 10 mm Long, SS
SPEC-1476 | SPEC-880 | 1 | Leaseir MHR Xcell Console Shipping Crate
SPEC-1476 | SPEC-937 | 1 | MHR-b Umbilical strain relief support
SPEC-1476 | SPEC-958 | 1.2 | Elastic rope coil length 150 m, diameter 2mm (meter a stock por mts)
SPEC-1476 | SPEC-959 | 2 | Tensioner, black
SPEC-1476 | SPEC-960 | 2 | Plastic cord terminal (tapanudos)
SPEC-1476 | SPEC-97 | 1 | MHR Handpiece hardcase + Foam
SPEC-1477 | SPEC-1188 | 1 | LSR0952X0020 [MHR-a PCBA HAND PIECE BUFFER]
SPEC-1477 | SPEC-359 | 3 | Melexis MLX 90615
SPEC-1479 | SPEC-1214 | 1 | PLACA PCB GATILLO (placa verde pequeña)
SPEC-1479 | SPEC-368 | 1 | Multimec 1PS-06
SPEC-1479 | SPEC-369 | 1 | Multimec 5GTH9XX
SPEC-1483 | SPEC-216 | 1 | MHR Console Back
SPEC-1488 | SPEC-1505 | 1 | CONSOLA AHR DUAL 110V
SPEC-1488 | SPEC-1012 | 1 | AHR Shipping crate
SPEC-1488 | SPEC-1013 | 2 | AHR side protection foam, 640x350x10mm
SPEC-1488 | SPEC-1014 | 1 | AHR top protection foam, 350x200x30mm
SPEC-1488 | SPEC-847 | 2 | MHR Side foam
SPEC-1488 | SPEC-1015 | 1 | AHR 220V Mains power cord 19.08.1018-50
SPEC-1488 | SPEC-1016 | 1 | AHR Welcome pack box
SPEC-1488 | SPEC-1017 | 2 | switch foot - pedal redondo, wire 1,5mts
SPEC-1488 | SPEC-1035 | 1 | AHR Textil cover
SPEC-1488 | SPEC-280 | 2 | Operator goggles - ATD #52 780-830nm O.D6+
SPEC-1488 | SPEC-281 | 1 | PAT patient blinds
SPEC-1488 | SPEC-282 | 1 | YAXINY 002192 LANYARD
SPEC-1488 | SPEC-958 | 1.2 | Elastic rope coil length 150 m, diameter 2mm (meter a stock por mts)
SPEC-1488 | SPEC-959 | 2 | Tensioner, black
SPEC-1488 | SPEC-960 | 2 | Plastic cord terminal (tapanudos)
SPEC-1488 | SPEC-213 | 2 | Fuse 16A 250VAC - 0034.3129
SPEC-1489 | SPEC-1428 | 1 | AHR CONSOLE 220V DUAL
SPEC-1489 | SPEC-1012 | 1 | AHR Shipping crate
SPEC-1489 | SPEC-1013 | 2 | AHR side protection foam, 640x350x10mm
SPEC-1489 | SPEC-1014 | 1 | AHR top protection foam, 350x200x30mm
SPEC-1489 | SPEC-847 | 2 | MHR Side foam
SPEC-1489 | SPEC-1015 | 1 | AHR 220V Mains power cord 19.08.1018-50
SPEC-1489 | SPEC-1016 | 1 | AHR Welcome pack box
SPEC-1489 | SPEC-1017 | 2 | switch foot - pedal redondo, wire 1,5mts
SPEC-1489 | SPEC-1035 | 1 | AHR Textil cover
SPEC-1489 | SPEC-280 | 2 | Operator goggles - ATD #52 780-830nm O.D6+
SPEC-1489 | SPEC-281 | 1 | PAT patient blinds
SPEC-1489 | SPEC-282 | 1 | YAXINY 002192 LANYARD
SPEC-1489 | SPEC-958 | 1.2 | Elastic rope coil length 150 m, diameter 2mm (meter a stock por mts)
SPEC-1489 | SPEC-959 | 2 | Tensioner, black
SPEC-1489 | SPEC-960 | 2 | Plastic cord terminal (tapanudos)
SPEC-1489 | SPEC-1060 | 2 | 0218008.HXP [Fuse, Cartridge, 8 A, 250 V, 5mm x 20mm]
SPEC-1490 | SPEC-1012 | 1 | AHR Shipping crate
SPEC-1490 | SPEC-1013 | 2 | AHR side protection foam, 640x350x10mm
SPEC-1490 | SPEC-1014 | 1 | AHR top protection foam, 350x200x30mm
SPEC-1490 | SPEC-847 | 2 | MHR Side foam
SPEC-1490 | SPEC-1015 | 1 | AHR 220V Mains power cord 19.08.1018-50
SPEC-1490 | SPEC-1016 | 1 | AHR Welcome pack box
SPEC-1490 | SPEC-1017 | 2 | switch foot - pedal redondo, wire 1,5mts
SPEC-1490 | SPEC-1035 | 1 | AHR Textil cover
SPEC-1490 | SPEC-280 | 2 | Operator goggles - ATD #52 780-830nm O.D6+
SPEC-1490 | SPEC-281 | 1 | PAT patient blinds
SPEC-1490 | SPEC-282 | 1 | YAXINY 002192 LANYARD
SPEC-1490 | SPEC-958 | 1.2 | Elastic rope coil length 150 m, diameter 2mm (meter a stock por mts)
SPEC-1490 | SPEC-959 | 2 | Tensioner, black
SPEC-1490 | SPEC-960 | 2 | Plastic cord terminal (tapanudos)
SPEC-1490 | SPEC-213 | 2 | Fuse 16A 250VAC - 0034.3129
SPEC-1490 | SPEC-1503 | 1 | CONSOLA AHR SINGLE 110V
SPEC-1491 | SPEC-1012 | 1 | AHR Shipping crate
SPEC-1491 | SPEC-1013 | 2 | AHR side protection foam, 640x350x10mm
SPEC-1491 | SPEC-1014 | 1 | AHR top protection foam, 350x200x30mm
SPEC-1491 | SPEC-847 | 2 | MHR Side foam
SPEC-1491 | SPEC-1015 | 1 | AHR 220V Mains power cord 19.08.1018-50
SPEC-1491 | SPEC-1016 | 1 | AHR Welcome pack box
SPEC-1491 | SPEC-1017 | 2 | switch foot - pedal redondo, wire 1,5mts
SPEC-1491 | SPEC-1035 | 1 | AHR Textil cover
SPEC-1491 | SPEC-280 | 2 | Operator goggles - ATD #52 780-830nm O.D6+
SPEC-1491 | SPEC-281 | 1 | PAT patient blinds
SPEC-1491 | SPEC-282 | 1 | YAXINY 002192 LANYARD
SPEC-1491 | SPEC-958 | 1.2 | Elastic rope coil length 150 m, diameter 2mm (meter a stock por mts)
SPEC-1491 | SPEC-959 | 2 | Tensioner, black
SPEC-1491 | SPEC-960 | 2 | Plastic cord terminal (tapanudos)
SPEC-1491 | SPEC-1060 | 2 | 0218008.HXP [Fuse, Cartridge, 8 A, 250 V, 5mm x 20mm]
SPEC-1491 | SPEC-1504 | 1 | CONSOLA AHR SINGLE 220V
SPEC-1495 | SPEC-664 | 1 | Leaseir MHR-DS-Aesth-B Console
SPEC-1495 | SPEC-1394 | 1 | Leaseir Single Aesthetic Handpiece
SPEC-1495 | SPEC-681 | 1 | MHR DS 110V Chiller Cart
SPEC-1495 | SPEC-880 | 1 | Leaseir MHR Xcell Console Shipping Crate
SPEC-1495 | SPEC-846 | 1 | MHR Front foam
SPEC-1495 | SPEC-845 | 1 | MHR Back foam
SPEC-1495 | SPEC-847 | 2 | MHR Side foam
SPEC-1495 | SPEC-848 | 1 | MHR L/R U-foam
SPEC-1495 | SPEC-525 | 2 | Anti-tip label - TIP-N-TELL
SPEC-1495 | SPEC-303 | 2 | IEC C19 Power Cord
SPEC-1495 | SPEC-97 | 1 | MHR Handpiece hardcase + Foam
SPEC-1495 | SPEC-280 | 2 | Operator goggles - ATD #52 780-830nm O.D6+
SPEC-1495 | SPEC-281 | 1 | PAT patient blinds
SPEC-1495 | SPEC-40 | 1 | Painted MHR-b Hanger port mount
SPEC-1495 | SPEC-33 | 1 | Hanger Port L
SPEC-1495 | SPEC-34 | 1 | MHR-b Umbilical support
SPEC-1495 | SPEC-616 | 4 | Hex Socket Countersunk Head Screw, ISO 10642, M5 x 0.8 mm Thread, 10 mm Long, SS
SPEC-1495 | SPEC-214 | 2 | Fuse 10A 250VAC - 0034.3127
SPEC-1495 | SPEC-869 | 2 | Polyamide M4 tooth knob
SPEC-1495 | SPEC-871 | 1 | Flat Tip Screw, ISO 4026, DIN 913, M4 x 0.7 mm Thread, 10 mm Long, SS
SPEC-1495 | SPEC-282 | 1 | YAXINY 002192 LANYARD
SPEC-1495 | SPEC-812 | 1 | Allen Wrench 2.5mm
SPEC-1495 | SPEC-368 | 1 | Multimec 1PS-06
SPEC-1495 | SPEC-813 | 1 | Plastic Zip Bag, 8x12 cm
SPEC-1495 | SPEC-814 | 1 | Plastic Zip Bag, 16 x 25 cm
SPEC-1495 | SPEC-822 | 1 | Sontara Multipurpose EC Wipe, Optical paper, 30x38 cm sheets
SPEC-1495 | SPEC-1110 | 2 | 93805A256 [Threaded Rod, DIN 976, M4 x 0.7 mm Thread Size, 16 mm Long, SS]
SPEC-1495 | SPEC-26 | 1 | Hanger port Spacer
SPEC-1495 | SPEC-937 | 1 | MHR-b Umbilical strain relief support
SPEC-1496 | SPEC-664 | 1 | Leaseir MHR-DS-Aesth-B Console
SPEC-1496 | SPEC-1394 | 1 | Leaseir Single Aesthetic Handpiece
SPEC-1496 | SPEC-1313 | 1 | MHR DS 230V Chiller Cart
SPEC-1496 | SPEC-880 | 1 | Leaseir MHR Xcell Console Shipping Crate
SPEC-1496 | SPEC-846 | 1 | MHR Front foam
SPEC-1496 | SPEC-845 | 1 | MHR Back foam
SPEC-1496 | SPEC-847 | 2 | MHR Side foam
SPEC-1496 | SPEC-848 | 1 | MHR L/R U-foam
SPEC-1496 | SPEC-525 | 2 | Anti-tip label - TIP-N-TELL
SPEC-1496 | SPEC-303 | 2 | IEC C19 Power Cord
SPEC-1496 | SPEC-97 | 1 | MHR Handpiece hardcase + Foam
SPEC-1496 | SPEC-280 | 2 | Operator goggles - ATD #52 780-830nm O.D6+
SPEC-1496 | SPEC-281 | 1 | PAT patient blinds
SPEC-1496 | SPEC-40 | 1 | Painted MHR-b Hanger port mount
SPEC-1496 | SPEC-33 | 1 | Hanger Port L
SPEC-1496 | SPEC-34 | 1 | MHR-b Umbilical support
SPEC-1496 | SPEC-616 | 4 | Hex Socket Countersunk Head Screw, ISO 10642, M5 x 0.8 mm Thread, 10 mm Long, SS
SPEC-1496 | SPEC-214 | 2 | Fuse 10A 250VAC - 0034.3127
SPEC-1496 | SPEC-869 | 2 | Polyamide M4 tooth knob
SPEC-1496 | SPEC-871 | 1 | Flat Tip Screw, ISO 4026, DIN 913, M4 x 0.7 mm Thread, 10 mm Long, SS
SPEC-1496 | SPEC-282 | 1 | YAXINY 002192 LANYARD
SPEC-1496 | SPEC-812 | 1 | Allen Wrench 2.5mm
SPEC-1496 | SPEC-368 | 1 | Multimec 1PS-06
SPEC-1496 | SPEC-813 | 1 | Plastic Zip Bag, 8x12 cm
SPEC-1496 | SPEC-814 | 1 | Plastic Zip Bag, 16 x 25 cm
SPEC-1496 | SPEC-822 | 1 | Sontara Multipurpose EC Wipe, Optical paper, 30x38 cm sheets
SPEC-1496 | SPEC-1110 | 2 | 93805A256 [Threaded Rod, DIN 976, M4 x 0.7 mm Thread Size, 16 mm Long, SS]
SPEC-1496 | SPEC-26 | 1 | Hanger port Spacer
SPEC-1496 | SPEC-937 | 1 | MHR-b Umbilical strain relief support
SPEC-1497 | SPEC-664 | 1 | Leaseir MHR-DS-Aesth-B Console
SPEC-1497 | SPEC-1395 | 1 | Leaseir Dual Aesthetic Handpiece
SPEC-1497 | SPEC-681 | 1 | MHR DS 110V Chiller Cart
SPEC-1497 | SPEC-880 | 1 | Leaseir MHR Xcell Console Shipping Crate
SPEC-1497 | SPEC-846 | 1 | MHR Front foam
SPEC-1497 | SPEC-845 | 1 | MHR Back foam
SPEC-1497 | SPEC-847 | 2 | MHR Side foam
SPEC-1497 | SPEC-848 | 1 | MHR L/R U-foam
SPEC-1497 | SPEC-525 | 2 | Anti-tip label - TIP-N-TELL
SPEC-1497 | SPEC-303 | 2 | IEC C19 Power Cord
SPEC-1497 | SPEC-97 | 1 | MHR Handpiece hardcase + Foam
SPEC-1497 | SPEC-280 | 2 | Operator goggles - ATD #52 780-830nm O.D6+
SPEC-1497 | SPEC-281 | 1 | PAT patient blinds
SPEC-1497 | SPEC-40 | 1 | Painted MHR-b Hanger port mount
SPEC-1497 | SPEC-33 | 1 | Hanger Port L
SPEC-1497 | SPEC-34 | 1 | MHR-b Umbilical support
SPEC-1497 | SPEC-616 | 4 | Hex Socket Countersunk Head Screw, ISO 10642, M5 x 0.8 mm Thread, 10 mm Long, SS
SPEC-1497 | SPEC-214 | 2 | Fuse 10A 250VAC - 0034.3127
SPEC-1497 | SPEC-869 | 2 | Polyamide M4 tooth knob
SPEC-1497 | SPEC-871 | 1 | Flat Tip Screw, ISO 4026, DIN 913, M4 x 0.7 mm Thread, 10 mm Long, SS
SPEC-1497 | SPEC-282 | 1 | YAXINY 002192 LANYARD
SPEC-1497 | SPEC-812 | 1 | Allen Wrench 2.5mm
SPEC-1497 | SPEC-368 | 1 | Multimec 1PS-06
SPEC-1497 | SPEC-813 | 1 | Plastic Zip Bag, 8x12 cm
SPEC-1497 | SPEC-814 | 1 | Plastic Zip Bag, 16 x 25 cm
SPEC-1497 | SPEC-822 | 1 | Sontara Multipurpose EC Wipe, Optical paper, 30x38 cm sheets
SPEC-1497 | SPEC-1110 | 2 | 93805A256 [Threaded Rod, DIN 976, M4 x 0.7 mm Thread Size, 16 mm Long, SS]
SPEC-1497 | SPEC-26 | 1 | Hanger port Spacer
SPEC-1497 | SPEC-937 | 1 | MHR-b Umbilical strain relief support
SPEC-1498 | SPEC-664 | 1 | Leaseir MHR-DS-Aesth-B Console
SPEC-1498 | SPEC-1395 | 1 | Leaseir Dual Aesthetic Handpiece
SPEC-1498 | SPEC-1313 | 1 | MHR DS 230V Chiller Cart
SPEC-1498 | SPEC-880 | 1 | Leaseir MHR Xcell Console Shipping Crate
SPEC-1498 | SPEC-846 | 1 | MHR Front foam
SPEC-1498 | SPEC-845 | 1 | MHR Back foam
SPEC-1498 | SPEC-847 | 2 | MHR Side foam
SPEC-1498 | SPEC-848 | 1 | MHR L/R U-foam
SPEC-1498 | SPEC-525 | 2 | Anti-tip label - TIP-N-TELL
SPEC-1498 | SPEC-303 | 2 | IEC C19 Power Cord
SPEC-1498 | SPEC-97 | 1 | MHR Handpiece hardcase + Foam
SPEC-1498 | SPEC-280 | 2 | Operator goggles - ATD #52 780-830nm O.D6+
SPEC-1498 | SPEC-281 | 1 | PAT patient blinds
SPEC-1498 | SPEC-40 | 1 | Painted MHR-b Hanger port mount
SPEC-1498 | SPEC-33 | 1 | Hanger Port L
SPEC-1498 | SPEC-34 | 1 | MHR-b Umbilical support
SPEC-1498 | SPEC-616 | 4 | Hex Socket Countersunk Head Screw, ISO 10642, M5 x 0.8 mm Thread, 10 mm Long, SS
SPEC-1498 | SPEC-214 | 2 | Fuse 10A 250VAC - 0034.3127
SPEC-1498 | SPEC-869 | 2 | Polyamide M4 tooth knob
SPEC-1498 | SPEC-871 | 1 | Flat Tip Screw, ISO 4026, DIN 913, M4 x 0.7 mm Thread, 10 mm Long, SS
SPEC-1498 | SPEC-282 | 1 | YAXINY 002192 LANYARD
SPEC-1498 | SPEC-812 | 1 | Allen Wrench 2.5mm
SPEC-1498 | SPEC-368 | 1 | Multimec 1PS-06
SPEC-1498 | SPEC-813 | 1 | Plastic Zip Bag, 8x12 cm
SPEC-1498 | SPEC-814 | 1 | Plastic Zip Bag, 16 x 25 cm
SPEC-1498 | SPEC-822 | 1 | Sontara Multipurpose EC Wipe, Optical paper, 30x38 cm sheets
SPEC-1498 | SPEC-1110 | 2 | 93805A256 [Threaded Rod, DIN 976, M4 x 0.7 mm Thread Size, 16 mm Long, SS]
SPEC-1498 | SPEC-26 | 1 | Hanger port Spacer
SPEC-1498 | SPEC-937 | 1 | MHR-b Umbilical strain relief support
SPEC-1499 | SPEC-664 | 1 | Leaseir MHR-DS-Aesth-B Console
SPEC-1499 | SPEC-1396 | 1 | Leaseir Quad Aesthetic Handpiece
SPEC-1499 | SPEC-681 | 1 | MHR DS 110V Chiller Cart
SPEC-1499 | SPEC-880 | 1 | Leaseir MHR Xcell Console Shipping Crate
SPEC-1499 | SPEC-846 | 1 | MHR Front foam
SPEC-1499 | SPEC-845 | 1 | MHR Back foam
SPEC-1499 | SPEC-847 | 2 | MHR Side foam
SPEC-1499 | SPEC-848 | 1 | MHR L/R U-foam
SPEC-1499 | SPEC-525 | 2 | Anti-tip label - TIP-N-TELL
SPEC-1499 | SPEC-303 | 2 | IEC C19 Power Cord
SPEC-1499 | SPEC-97 | 1 | MHR Handpiece hardcase + Foam
SPEC-1499 | SPEC-280 | 2 | Operator goggles - ATD #52 780-830nm O.D6+
SPEC-1499 | SPEC-281 | 1 | PAT patient blinds
SPEC-1499 | SPEC-40 | 1 | Painted MHR-b Hanger port mount
SPEC-1499 | SPEC-33 | 1 | Hanger Port L
SPEC-1499 | SPEC-34 | 1 | MHR-b Umbilical support
SPEC-1499 | SPEC-616 | 4 | Hex Socket Countersunk Head Screw, ISO 10642, M5 x 0.8 mm Thread, 10 mm Long, SS
SPEC-1499 | SPEC-214 | 2 | Fuse 10A 250VAC - 0034.3127
SPEC-1499 | SPEC-869 | 2 | Polyamide M4 tooth knob
SPEC-1499 | SPEC-871 | 1 | Flat Tip Screw, ISO 4026, DIN 913, M4 x 0.7 mm Thread, 10 mm Long, SS
SPEC-1499 | SPEC-282 | 1 | YAXINY 002192 LANYARD
SPEC-1499 | SPEC-812 | 1 | Allen Wrench 2.5mm
SPEC-1499 | SPEC-368 | 1 | Multimec 1PS-06
SPEC-1499 | SPEC-813 | 1 | Plastic Zip Bag, 8x12 cm
SPEC-1499 | SPEC-814 | 1 | Plastic Zip Bag, 16 x 25 cm
SPEC-1499 | SPEC-822 | 1 | Sontara Multipurpose EC Wipe, Optical paper, 30x38 cm sheets
SPEC-1499 | SPEC-1110 | 2 | 93805A256 [Threaded Rod, DIN 976, M4 x 0.7 mm Thread Size, 16 mm Long, SS]
SPEC-1499 | SPEC-26 | 1 | Hanger port Spacer
SPEC-1499 | SPEC-937 | 1 | MHR-b Umbilical strain relief support
SPEC-1500 | SPEC-664 | 1 | Leaseir MHR-DS-Aesth-B Console
SPEC-1500 | SPEC-1396 | 1 | Leaseir Quad Aesthetic Handpiece
SPEC-1500 | SPEC-1313 | 1 | MHR DS 230V Chiller Cart
SPEC-1500 | SPEC-880 | 1 | Leaseir MHR Xcell Console Shipping Crate
SPEC-1500 | SPEC-846 | 1 | MHR Front foam
SPEC-1500 | SPEC-845 | 1 | MHR Back foam
SPEC-1500 | SPEC-847 | 2 | MHR Side foam
SPEC-1500 | SPEC-848 | 1 | MHR L/R U-foam
SPEC-1500 | SPEC-525 | 2 | Anti-tip label - TIP-N-TELL
SPEC-1500 | SPEC-303 | 2 | IEC C19 Power Cord
SPEC-1500 | SPEC-97 | 1 | MHR Handpiece hardcase + Foam
SPEC-1500 | SPEC-280 | 2 | Operator goggles - ATD #52 780-830nm O.D6+
SPEC-1500 | SPEC-281 | 1 | PAT patient blinds
SPEC-1500 | SPEC-40 | 1 | Painted MHR-b Hanger port mount
SPEC-1500 | SPEC-33 | 1 | Hanger Port L
SPEC-1500 | SPEC-34 | 1 | MHR-b Umbilical support
SPEC-1500 | SPEC-616 | 4 | Hex Socket Countersunk Head Screw, ISO 10642, M5 x 0.8 mm Thread, 10 mm Long, SS
SPEC-1500 | SPEC-214 | 2 | Fuse 10A 250VAC - 0034.3127
SPEC-1500 | SPEC-869 | 2 | Polyamide M4 tooth knob
SPEC-1500 | SPEC-871 | 1 | Flat Tip Screw, ISO 4026, DIN 913, M4 x 0.7 mm Thread, 10 mm Long, SS
SPEC-1500 | SPEC-282 | 1 | YAXINY 002192 LANYARD
SPEC-1500 | SPEC-812 | 1 | Allen Wrench 2.5mm
SPEC-1500 | SPEC-368 | 1 | Multimec 1PS-06
SPEC-1500 | SPEC-813 | 1 | Plastic Zip Bag, 8x12 cm
SPEC-1500 | SPEC-814 | 1 | Plastic Zip Bag, 16 x 25 cm
SPEC-1500 | SPEC-822 | 1 | Sontara Multipurpose EC Wipe, Optical paper, 30x38 cm sheets
SPEC-1500 | SPEC-1110 | 2 | 93805A256 [Threaded Rod, DIN 976, M4 x 0.7 mm Thread Size, 16 mm Long, SS]
SPEC-1500 | SPEC-26 | 1 | Hanger port Spacer
SPEC-1500 | SPEC-937 | 1 | MHR-b Umbilical strain relief support
SPEC-1502 | SPEC-745 | 1 | Leaseir SRF Console
SPEC-1502 | SPEC-749 | 1 | Leaseir SRF BS Handpiece
SPEC-1502 | SPEC-748 | 1 | Leaseir SRF FS Handpiece
SPEC-1502 | SPEC-746 | 1 | Leaseir SRF FC Handpiece
SPEC-1502 | SPEC-880 | 1 | Leaseir MHR Xcell Console Shipping Crate
SPEC-1502 | SPEC-845 | 1 | MHR Back foam
SPEC-1502 | SPEC-846 | 1 | MHR Front foam
SPEC-1502 | SPEC-847 | 2 | MHR Side foam
SPEC-1502 | SPEC-848 | 2 | MHR L/R U-foam
SPEC-1502 | SPEC-822 | 1 | Sontara Multipurpose EC Wipe, Optical paper, 30x38 cm sheets
SPEC-1502 | SPEC-279 | 1 | Textile cover
SPEC-1502 | SPEC-959 | 2 | Tensioner, black
SPEC-1502 | SPEC-960 | 2 | Plastic cord terminal (tapanudos)
SPEC-1502 | SPEC-958 | 1.2 | Elastic rope coil length 150 m, diameter 2mm (meter a stock por mts)
SPEC-1502 | SPEC-951 | 1 | Suction syringe lubricant 200 cc
SPEC-1502 | SPEC-1060 | 2 | 0218008.HXP [Fuse, Cartridge, 8 A, 250 V, 5mm x 20mm]
SPEC-1502 | SPEC-303 | 1 | IEC C19 Power Cord
SPEC-1502 | SPEC-1017 | 1 | switch foot - pedal redondo, wire 1,5mts
SPEC-1502 | SPEC-1420 | 1 | PTS-1126 [SRF HP Cardboard box]
SPEC-1502 | SPEC-1421 | 2 | ASM-1127 [SRF FC/FS Foam]
SPEC-1502 | SPEC-1422 | 1 | ASM-1128 [SRF BS Foam]
SPEC-1503 | SPEC-1000 | 1 | CARCASA FRONTAL AHR
SPEC-1503 | SPEC-1001 | 1 | CARCASA SUPERIOR AHR
SPEC-1503 | SPEC-1002 | 1 | 1028 [DC Plug, 2.1x5.5mm]
SPEC-1503 | SPEC-1005 | 1 | PLACA BAHÍA AHR (90x70x10mm)
SPEC-1503 | SPEC-1006 | 1 | PLACA BAHÍA AHR (90x70x05mm)
SPEC-1503 | SPEC-1007 | 1 | REJILLA DE RESPIRACIÓN AHR 300x350x10mm
SPEC-1503 | SPEC-1008 | 1 | 3136218 [Un-Filtered IEC Power Entry Module, IEC C14, 10A, 250 VAC, 2-Pole Switch]
SPEC-1503 | SPEC-1009 | 1 | PES-D18NO30D-P [Bahía M18 photo sensor]
SPEC-1503 | SPEC-1010 | 1 | PLACA RUEDAS POLIETILENO AHR 430x395x20mm
SPEC-1503 | SPEC-1011 | 4 | 00770444 [Caster wheel, 5947UAP100P30-11 9002/3000/7015 2.0, white]
SPEC-1503 | SPEC-1018 | 1 | 831-3102 [AHR FEMALE TERM BLOCK PLUG 2POS 7.62MM]
SPEC-1503 | SPEC-1019 | 1 | 831-3202 [AHR MALE TERM BLOCK PLUG 2POS 7.62MM]
SPEC-1503 | SPEC-1020 | 1 | 14778631 [Umbilical metal bracket, tube 25mm]
SPEC-1503 | SPEC-1021 | 1 | AHR COMPUTER LEVI HUMAN MACHINE INTERFACE
SPEC-1503 | SPEC-1022 | 1 | MSP-100-12 [AC/DC CONVERTER 12V 102W]
SPEC-1503 | SPEC-1023 | 1 | MSP-100-24 [AC/DC CONVERTER 24V 108W]
SPEC-1503 | SPEC-1025 | 1 | HR HANGER CONSOLE SIDE (SOPORTE PISTOLA ALUMIDE AHR)
SPEC-1503 | SPEC-1026 | 1 | 231-310/026-000 [FEMALE TERM BLOCK PLUG 10POS 5.08MM]
SPEC-1503 | SPEC-1028 | 1 | VS-40HF20 [DIODE STANDARD 200V 40A DO203AB]
SPEC-1503 | SPEC-1029 | 1 | 511099200563 [AHR RTAP cable 2+8x0.18mm² white, 100m roll]
SPEC-1503 | SPEC-1030 | 2 | 74270090 [Ferrite Ring Axial Ferrite Bead]
SPEC-1503 | SPEC-1031 | 2 | 74271132 [Openable Ferrite Sleeve, 36.3 x 24.2 x 19.7mm]
SPEC-1503 | SPEC-1032 | 1 | 7427151 [Openable Ferrite Sleeve with key, 40 x 20 x 30mm]
SPEC-1503 | SPEC-1033 | 3 | 74272722 [Openable Ferrite Sleeve, 28 x 31 x 35.1mm]
SPEC-1503 | SPEC-1034 | 1 | 7427013 [Ferrite Ring Toroid Core]
SPEC-1503 | SPEC-1036 | 1 | 3772 [2.0mm DC POWER JACK]
SPEC-1503 | SPEC-1037 | 2 | 8388395 [CE Splice Connector, Insulated 12-10 AWG, 2.5-6 mm²]
SPEC-1503 | SPEC-1038 | 4 | 31160400 [Union 4-4mm]
SPEC-1503 | SPEC-104 | 1 | Water pump
SPEC-1503 | SPEC-1056 | 1 | LSR0952X0006 [MHR-a PCBA CONTROL BOARD]
SPEC-1503 | SPEC-1148 | 1 | AHR QR LABEL
SPEC-1503 | SPEC-1152 | 1 | AHR 230 BACK COVER LABEL
SPEC-1503 | SPEC-1185 | 1 | LSR0952X0022 [MHR-A PBA MAIN BOARD]
SPEC-1503 | SPEC-1188 | 1 | LSR0952X0020 [MHR-a PCBA HAND PIECE BUFFER]
SPEC-1503 | SPEC-133 | 4 | Motedis 28x515mm M8
SPEC-1503 | SPEC-140 | 2 | Fitting Bulkhead 8-8 - 3116 08 00
SPEC-1503 | SPEC-1417 | 1 | MSP-600-48 [Power Supply 48V 648W]"
SPEC-1503 | SPEC-1436 | 1 | Carcasa pistola AHR + soporte (AHR r cover + hanger)
SPEC-1503 | SPEC-1450 | 3 | 74271222 [Split Ferrite Core, 12.5 mm, 265 ohms]
SPEC-1503 | SPEC-146 | 1 | Hailea - HC500A - 110V
SPEC-1503 | SPEC-1480 | 1 | AHR umbilical Cord
SPEC-1503 | SPEC-1493 | 1 | AHR Cap Charger
SPEC-1503 | SPEC-180 | 1 | Fitting Elbow 1/8 to 8mm - 3199 08 10
SPEC-1503 | SPEC-181 | 1 | Fitting EQUAL CROSS 6mm - 3107 06 00
SPEC-1503 | SPEC-182 | 1 | Fitting Union 8-6mm - 3182 08 00
SPEC-1503 | SPEC-183 | 1 | Fitting Plug 8mm - 3126 08 00
SPEC-1503 | SPEC-184 | 1 | Fitting Union 6-8 mm - 3106 06 08
SPEC-1503 | SPEC-187 | 5 | Push in fitting RL31 Ø 6 1/8 - 2L31008
SPEC-1503 | SPEC-188 | 1 | Fitting Y tube 6mm - 3140 06 00
SPEC-1503 | SPEC-210 | 1 | Leaseir Logo Front Sticker
SPEC-1503 | SPEC-252 | 2 | Solenoid Valve - RSC-1
SPEC-1503 | SPEC-254 | 1 | Fitting Bulkhead 6-6 - 3116 06 00
SPEC-1503 | SPEC-256 | 1 | Stop switch EAO - 51-259.025
SPEC-1503 | SPEC-320 | 1 | Lanyard Screw 10258/AS-M3
SPEC-1503 | SPEC-327 | 1 | Legris - 3106 04 06 - Union 6-4mm
SPEC-1503 | SPEC-334 | 2.75 | ANTIFREEZE CC-30 [COOLANT-ANTIFREEZE CC 30%]
SPEC-1503 | SPEC-367 | 1 | HP Seal 810
SPEC-1503 | SPEC-406 | 0.58 | Blue tube OD.8mm, ID.5.5mm, 25mts - 1025U08 04
SPEC-1503 | SPEC-407 | 0.8 | Blue tube OD.6mm, ID.4mm, 25mts - 1025U06 04
SPEC-1503 | SPEC-425 | 1 | Capillary
SPEC-1503 | SPEC-429 | 1 | Single window
SPEC-1503 | SPEC-436 | 2 | Mains EMI Filter - SFN2030B-16-06
SPEC-1503 | SPEC-441 | 2 | Fitting M5 4mm 90 - 3169 04 19
SPEC-1503 | SPEC-461 | 1 | ASM Single Tip
SPEC-1503 | SPEC-494 | 1.57 | Blue tube, OD.4mm, ID.2,5mm, 25mts - 1025U0404
SPEC-1503 | SPEC-50 | 1 | MHR-b HP Cover L
SPEC-1503 | SPEC-525 | 2 | Anti-tip label - TIP-N-TELL
SPEC-1503 | SPEC-527 | 4.5 | Holt melt adhesive white
SPEC-1503 | SPEC-528 | 5 | Insulation pipe - XG-06X006
SPEC-1503 | SPEC-541 | 1 | Moludar contactor, 25A, 4 Poles
SPEC-1503 | SPEC-653 | 4 | Legris 3181_06_19 Fitting Round Body M5-6mm
SPEC-1503 | SPEC-730 | 1 | Single 8x8 Prism
SPEC-1503 | SPEC-733 | 1 | Monocrom laser diode, 10 bars, 810 nm, 180A, 2000W
SPEC-1503 | SPEC-768 | 0.7 | INSULATION FOAM TAPE 50mmx3mmx15m (meter a stock por mts)
SPEC-1503 | SPEC-796 | 1 | Cap 1 tube-b
SPEC-1503 | SPEC-798 | 1 | Cap 4 tubes-b
SPEC-1503 | SPEC-881 | 2 | Push-in fitting Ø4mm x M5, Straight, Cylindrical, Male
SPEC-1503 | SPEC-944 | 1 | Monocrom Laser Diode, 10 bars, 808nm, 170A, 2000W
SPEC-1503 | SPEC-95 | 1 | Capacitor - LNR1H684MSE
SPEC-1503 | SPEC-986 | 1 | AHR Base
SPEC-1503 | SPEC-987 | 1 | AHR TOP (Electronics support top cover)
SPEC-1503 | SPEC-988 | 1 | AHR BACK V1 (Back cover)
SPEC-1503 | SPEC-989 | 2 | AHR LTOP (Frontal adjustment bracket )
SPEC-1503 | SPEC-990 | 2 | AHR LCHILLER (Chiller adjustment bracket)
SPEC-1503 | SPEC-991 | 1 | 1222507 [Fan Cooling Heat Sink, Hollow Fin Device, 0.175 °C/W, 74 mm, 62 mm]
SPEC-1503 | SPEC-992 | 3 | VS-FC420SA10 [Transistor MOSFET, Canal N, 435 A, 100 V, 0.0013 ohm, 10 V, 2.9 V, SOT-227]
SPEC-1503 | SPEC-993 | 1 | 2251113 [Discharge resistance, 47 ohms, WPRT Series, 50 W, ± 5%, Solder Tabs]
SPEC-1503 | SPEC-994 | 1 | 902-978 [Thermostat IDNext 902-978]
SPEC-1503 | SPEC-995 | 1 | 2022864 [CABLE GLAND V-TEC M16X1,5 GRCL]
SPEC-1503 | SPEC-996 | 1 | RTF2016 [AHR coolant filter]
SPEC-1503 | SPEC-997 | 1 | 231303 [FEMALE TERM BLOCK PLUG 3POS 5.08MM]
SPEC-1503 | SPEC-998 | 1 | 231633 [MALE TERM BLOCK PLUG 3POS 5.08MM]
SPEC-1503 | SPEC-999 | 1 | S286A-2 [AHR Keyswitch]
SPEC-1503 | SPEC-139 | 1 | Suction Al tube
SPEC-1504 | SPEC-999 | 1 | S286A-2 [AHR Keyswitch]
SPEC-1504 | SPEC-998 | 1 | 231633 [MALE TERM BLOCK PLUG 3POS 5.08MM]
SPEC-1504 | SPEC-997 | 1 | 231303 [FEMALE TERM BLOCK PLUG 3POS 5.08MM]
SPEC-1504 | SPEC-996 | 1 | RTF2016 [AHR coolant filter]
SPEC-1504 | SPEC-995 | 1 | 2022864 [CABLE GLAND V-TEC M16X1,5 GRCL]
SPEC-1504 | SPEC-994 | 1 | 902-978 [Thermostat IDNext 902-978]
SPEC-1504 | SPEC-993 | 1 | 2251113 [Discharge resistance, 47 ohms, WPRT Series, 50 W, ± 5%, Solder Tabs]
SPEC-1504 | SPEC-992 | 3 | VS-FC420SA10 [Transistor MOSFET, Canal N, 435 A, 100 V, 0.0013 ohm, 10 V, 2.9 V, SOT-227]
SPEC-1504 | SPEC-991 | 1 | 1222507 [Fan Cooling Heat Sink, Hollow Fin Device, 0.175 °C/W, 74 mm, 62 mm]
SPEC-1504 | SPEC-990 | 2 | AHR LCHILLER (Chiller adjustment bracket)
SPEC-1504 | SPEC-989 | 2 | AHR LTOP (Frontal adjustment bracket )
SPEC-1504 | SPEC-988 | 1 | AHR BACK V1 (Back cover)
SPEC-1504 | SPEC-987 | 1 | AHR TOP (Electronics support top cover)
SPEC-1504 | SPEC-986 | 1 | AHR Base
SPEC-1504 | SPEC-95 | 1 | Capacitor - LNR1H684MSE
SPEC-1504 | SPEC-944 | 1 | Monocrom Laser Diode, 10 bars, 808nm, 170A, 2000W
SPEC-1504 | SPEC-881 | 2 | Push-in fitting Ø4mm x M5, Straight, Cylindrical, Male
SPEC-1504 | SPEC-798 | 1 | Cap 4 tubes-b
SPEC-1504 | SPEC-796 | 1 | Cap 1 tube-b
SPEC-1504 | SPEC-768 | 0.7 | INSULATION FOAM TAPE 50mmx3mmx15m (meter a stock por mts)
SPEC-1504 | SPEC-733 | 1 | Monocrom laser diode, 10 bars, 810 nm, 180A, 2000W
SPEC-1504 | SPEC-730 | 1 | Single 8x8 Prism
SPEC-1504 | SPEC-653 | 4 | Legris 3181_06_19 Fitting Round Body M5-6mm
SPEC-1504 | SPEC-541 | 1 | Moludar contactor, 25A, 4 Poles
SPEC-1504 | SPEC-528 | 5 | Insulation pipe - XG-06X006
SPEC-1504 | SPEC-527 | 4.5 | Holt melt adhesive white
SPEC-1504 | SPEC-525 | 2 | Anti-tip label - TIP-N-TELL
SPEC-1504 | SPEC-50 | 1 | MHR-b HP Cover L
SPEC-1504 | SPEC-494 | 1.57 | Blue tube, OD.4mm, ID.2,5mm, 25mts - 1025U0404
SPEC-1504 | SPEC-461 | 1 | ASM Single Tip
SPEC-1504 | SPEC-441 | 2 | Fitting M5 4mm 90 - 3169 04 19
SPEC-1504 | SPEC-436 | 2 | Mains EMI Filter - SFN2030B-16-06
SPEC-1504 | SPEC-429 | 1 | Single window
SPEC-1504 | SPEC-425 | 1 | Capillary
SPEC-1504 | SPEC-407 | 0.8 | Blue tube OD.6mm, ID.4mm, 25mts - 1025U06 04
SPEC-1504 | SPEC-406 | 0.58 | Blue tube OD.8mm, ID.5.5mm, 25mts - 1025U08 04
SPEC-1504 | SPEC-367 | 1 | HP Seal 810
SPEC-1504 | SPEC-334 | 2.75 | ANTIFREEZE CC-30 [COOLANT-ANTIFREEZE CC 30%]
SPEC-1504 | SPEC-327 | 1 | Legris - 3106 04 06 - Union 6-4mm
SPEC-1504 | SPEC-320 | 1 | Lanyard Screw 10258/AS-M3
SPEC-1504 | SPEC-256 | 1 | Stop switch EAO - 51-259.025
SPEC-1504 | SPEC-254 | 1 | Fitting Bulkhead 6-6 - 3116 06 00
SPEC-1504 | SPEC-252 | 2 | Solenoid Valve - RSC-1
SPEC-1504 | SPEC-210 | 1 | Leaseir Logo Front Sticker
SPEC-1504 | SPEC-188 | 1 | Fitting Y tube 6mm - 3140 06 00
SPEC-1504 | SPEC-187 | 5 | Push in fitting RL31 Ø 6 1/8 - 2L31008
SPEC-1504 | SPEC-184 | 1 | Fitting Union 6-8 mm - 3106 06 08
SPEC-1504 | SPEC-183 | 1 | Fitting Plug 8mm - 3126 08 00
SPEC-1504 | SPEC-182 | 1 | Fitting Union 8-6mm - 3182 08 00
SPEC-1504 | SPEC-181 | 1 | Fitting EQUAL CROSS 6mm - 3107 06 00
SPEC-1504 | SPEC-180 | 1 | Fitting Elbow 1/8 to 8mm - 3199 08 10
SPEC-1504 | SPEC-1493 | 1 | AHR Cap Charger
SPEC-1504 | SPEC-1480 | 1 | AHR umbilical Cord
SPEC-1504 | SPEC-1450 | 3 | 74271222 [Split Ferrite Core, 12.5 mm, 265 ohms]
SPEC-1504 | SPEC-1436 | 1 | Carcasa pistola AHR + soporte (AHR r cover + hanger)
SPEC-1504 | SPEC-142 | 1 | Hailea - HC500A - 230V
SPEC-1504 | SPEC-1417 | 1 | MSP-600-48 [Power Supply 48V 648W]"
SPEC-1504 | SPEC-140 | 2 | Fitting Bulkhead 8-8 - 3116 08 00
SPEC-1504 | SPEC-133 | 4 | Motedis 28x515mm M8
SPEC-1504 | SPEC-1188 | 1 | LSR0952X0020 [MHR-a PCBA HAND PIECE BUFFER]
SPEC-1504 | SPEC-1185 | 1 | LSR0952X0022 [MHR-A PBA MAIN BOARD]
SPEC-1504 | SPEC-1152 | 1 | AHR 230 BACK COVER LABEL
SPEC-1504 | SPEC-1148 | 1 | AHR QR LABEL
SPEC-1504 | SPEC-1056 | 1 | LSR0952X0006 [MHR-a PCBA CONTROL BOARD]
SPEC-1504 | SPEC-104 | 1 | Water pump
SPEC-1504 | SPEC-1038 | 4 | 31160400 [Union 4-4mm]
SPEC-1504 | SPEC-1037 | 2 | 8388395 [CE Splice Connector, Insulated 12-10 AWG, 2.5-6 mm²]
SPEC-1504 | SPEC-1036 | 1 | 3772 [2.0mm DC POWER JACK]
SPEC-1504 | SPEC-1034 | 1 | 7427013 [Ferrite Ring Toroid Core]
SPEC-1504 | SPEC-1033 | 3 | 74272722 [Openable Ferrite Sleeve, 28 x 31 x 35.1mm]
SPEC-1504 | SPEC-1032 | 1 | 7427151 [Openable Ferrite Sleeve with key, 40 x 20 x 30mm]
SPEC-1504 | SPEC-1031 | 2 | 74271132 [Openable Ferrite Sleeve, 36.3 x 24.2 x 19.7mm]
SPEC-1504 | SPEC-1030 | 2 | 74270090 [Ferrite Ring Axial Ferrite Bead]
SPEC-1504 | SPEC-1029 | 1 | 511099200563 [AHR RTAP cable 2+8x0.18mm² white, 100m roll]
SPEC-1504 | SPEC-1028 | 1 | VS-40HF20 [DIODE STANDARD 200V 40A DO203AB]
SPEC-1504 | SPEC-1026 | 1 | 231-310/026-000 [FEMALE TERM BLOCK PLUG 10POS 5.08MM]
SPEC-1504 | SPEC-1025 | 1 | HR HANGER CONSOLE SIDE (SOPORTE PISTOLA ALUMIDE AHR)
SPEC-1504 | SPEC-1023 | 1 | MSP-100-24 [AC/DC CONVERTER 24V 108W]
SPEC-1504 | SPEC-1022 | 1 | MSP-100-12 [AC/DC CONVERTER 12V 102W]
SPEC-1504 | SPEC-1021 | 1 | AHR COMPUTER LEVI HUMAN MACHINE INTERFACE
SPEC-1504 | SPEC-1020 | 1 | 14778631 [Umbilical metal bracket, tube 25mm]
SPEC-1504 | SPEC-1019 | 1 | 831-3202 [AHR MALE TERM BLOCK PLUG 2POS 7.62MM]
SPEC-1504 | SPEC-1018 | 1 | 831-3102 [AHR FEMALE TERM BLOCK PLUG 2POS 7.62MM]
SPEC-1504 | SPEC-1011 | 4 | 00770444 [Caster wheel, 5947UAP100P30-11 9002/3000/7015 2.0, white]
SPEC-1504 | SPEC-1010 | 1 | PLACA RUEDAS POLIETILENO AHR 430x395x20mm
SPEC-1504 | SPEC-1009 | 1 | PES-D18NO30D-P [Bahía M18 photo sensor]
SPEC-1504 | SPEC-1008 | 1 | 3136218 [Un-Filtered IEC Power Entry Module, IEC C14, 10A, 250 VAC, 2-Pole Switch]
SPEC-1504 | SPEC-1007 | 1 | REJILLA DE RESPIRACIÓN AHR 300x350x10mm
SPEC-1504 | SPEC-1006 | 1 | PLACA BAHÍA AHR (90x70x05mm)
SPEC-1504 | SPEC-1005 | 1 | PLACA BAHÍA AHR (90x70x10mm)
SPEC-1504 | SPEC-1002 | 1 | 1028 [DC Plug, 2.1x5.5mm]
SPEC-1504 | SPEC-1001 | 1 | CARCASA SUPERIOR AHR
SPEC-1504 | SPEC-1000 | 1 | CARCASA FRONTAL AHR
SPEC-1504 | SPEC-139 | 1 | Suction Al tube
SPEC-1505 | SPEC-1000 | 1 | CARCASA FRONTAL AHR
SPEC-1505 | SPEC-1001 | 1 | CARCASA SUPERIOR AHR
SPEC-1505 | SPEC-1002 | 1 | 1028 [DC Plug, 2.1x5.5mm]
SPEC-1505 | SPEC-1005 | 1 | PLACA BAHÍA AHR (90x70x10mm)
SPEC-1505 | SPEC-1006 | 1 | PLACA BAHÍA AHR (90x70x05mm)
SPEC-1505 | SPEC-1007 | 1 | REJILLA DE RESPIRACIÓN AHR 300x350x10mm
SPEC-1505 | SPEC-1008 | 1 | 3136218 [Un-Filtered IEC Power Entry Module, IEC C14, 10A, 250 VAC, 2-Pole Switch]
SPEC-1505 | SPEC-1009 | 1 | PES-D18NO30D-P [Bahía M18 photo sensor]
SPEC-1505 | SPEC-1010 | 1 | PLACA RUEDAS POLIETILENO AHR 430x395x20mm
SPEC-1505 | SPEC-1011 | 4 | 00770444 [Caster wheel, 5947UAP100P30-11 9002/3000/7015 2.0, white]
SPEC-1505 | SPEC-1018 | 1 | 831-3102 [AHR FEMALE TERM BLOCK PLUG 2POS 7.62MM]
SPEC-1505 | SPEC-1019 | 1 | 831-3202 [AHR MALE TERM BLOCK PLUG 2POS 7.62MM]
SPEC-1505 | SPEC-1020 | 1 | 14778631 [Umbilical metal bracket, tube 25mm]
SPEC-1505 | SPEC-1021 | 1 | AHR COMPUTER LEVI HUMAN MACHINE INTERFACE
SPEC-1505 | SPEC-1022 | 1 | MSP-100-12 [AC/DC CONVERTER 12V 102W]
SPEC-1505 | SPEC-1023 | 1 | MSP-100-24 [AC/DC CONVERTER 24V 108W]
SPEC-1505 | SPEC-1417 | 1 | MSP-600-48 [Power Supply 48V 648W]"
SPEC-1505 | SPEC-1025 | 1 | HR HANGER CONSOLE SIDE (SOPORTE PISTOLA ALUMIDE AHR)
SPEC-1505 | SPEC-1026 | 1 | 231-310/026-000 [FEMALE TERM BLOCK PLUG 10POS 5.08MM]
SPEC-1505 | SPEC-1028 | 1 | VS-40HF20 [DIODE STANDARD 200V 40A DO203AB]
SPEC-1505 | SPEC-1029 | 1 | 511099200563 [AHR RTAP cable 2+8x0.18mm² white, 100m roll]
SPEC-1505 | SPEC-1030 | 2 | 74270090 [Ferrite Ring Axial Ferrite Bead]
SPEC-1505 | SPEC-1031 | 2 | 74271132 [Openable Ferrite Sleeve, 36.3 x 24.2 x 19.7mm]
SPEC-1505 | SPEC-1032 | 1 | 7427151 [Openable Ferrite Sleeve with key, 40 x 20 x 30mm]
SPEC-1505 | SPEC-1033 | 3 | 74272722 [Openable Ferrite Sleeve, 28 x 31 x 35.1mm]
SPEC-1505 | SPEC-1034 | 1 | 7427013 [Ferrite Ring Toroid Core]
SPEC-1505 | SPEC-1036 | 1 | 3772 [2.0mm DC POWER JACK]
SPEC-1505 | SPEC-1037 | 2 | 8388395 [CE Splice Connector, Insulated 12-10 AWG, 2.5-6 mm²]
SPEC-1505 | SPEC-104 | 1 | Water pump
SPEC-1505 | SPEC-1056 | 1 | LSR0952X0006 [MHR-a PCBA CONTROL BOARD]
SPEC-1505 | SPEC-1185 | 1 | LSR0952X0022 [MHR-A PBA MAIN BOARD]
SPEC-1505 | SPEC-1188 | 1 | LSR0952X0020 [MHR-a PCBA HAND PIECE BUFFER]
SPEC-1505 | SPEC-133 | 4 | Motedis 28x515mm M8
SPEC-1505 | SPEC-140 | 2 | Fitting Bulkhead 8-8 - 3116 08 00
SPEC-1505 | SPEC-146 | 1 | Hailea - HC500A - 110V
SPEC-1505 | SPEC-1436 | 1 | Carcasa pistola AHR + soporte (AHR r cover + hanger)
SPEC-1505 | SPEC-1450 | 3 | 74271222 [Split Ferrite Core, 12.5 mm, 265 ohms]
SPEC-1505 | SPEC-180 | 1 | Fitting Elbow 1/8 to 8mm - 3199 08 10
SPEC-1505 | SPEC-181 | 1 | Fitting EQUAL CROSS 6mm - 3107 06 00
SPEC-1505 | SPEC-182 | 1 | Fitting Union 8-6mm - 3182 08 00
SPEC-1505 | SPEC-183 | 1 | Fitting Plug 8mm - 3126 08 00
SPEC-1505 | SPEC-184 | 1 | Fitting Union 6-8 mm - 3106 06 08
SPEC-1505 | SPEC-187 | 5 | Push in fitting RL31 Ø 6 1/8 - 2L31008
SPEC-1505 | SPEC-188 | 1 | Fitting Y tube 6mm - 3140 06 00
SPEC-1505 | SPEC-210 | 1 | Leaseir Logo Front Sticker
SPEC-1505 | SPEC-252 | 2 | Solenoid Valve - RSC-1
SPEC-1505 | SPEC-254 | 1 | Fitting Bulkhead 6-6 - 3116 06 00
SPEC-1505 | SPEC-256 | 1 | Stop switch EAO - 51-259.025
SPEC-1505 | SPEC-320 | 1 | Lanyard Screw 10258/AS-M3
SPEC-1505 | SPEC-327 | 1 | Legris - 3106 04 06 - Union 6-4mm
SPEC-1505 | SPEC-334 | 2.75 | ANTIFREEZE CC-30 [COOLANT-ANTIFREEZE CC 30%]
SPEC-1505 | SPEC-367 | 1 | HP Seal 810
SPEC-1505 | SPEC-406 | 0.58 | Blue tube OD.8mm, ID.5.5mm, 25mts - 1025U08 04
SPEC-1505 | SPEC-407 | 0.8 | Blue tube OD.6mm, ID.4mm, 25mts - 1025U06 04
SPEC-1505 | SPEC-425 | 1 | Capillary
SPEC-1505 | SPEC-436 | 2 | Mains EMI Filter - SFN2030B-16-06
SPEC-1505 | SPEC-441 | 2 | Fitting M5 4mm 90 - 3169 04 19
SPEC-1505 | SPEC-494 | 1.57 | Blue tube, OD.4mm, ID.2,5mm, 25mts - 1025U0404
SPEC-1505 | SPEC-50 | 1 | MHR-b HP Cover L
SPEC-1505 | SPEC-525 | 2 | Anti-tip label - TIP-N-TELL
SPEC-1505 | SPEC-527 | 4.5 | Holt melt adhesive white
SPEC-1505 | SPEC-528 | 5 | Insulation pipe - XG-06X006
SPEC-1505 | SPEC-541 | 1 | Moludar contactor, 25A, 4 Poles
SPEC-1505 | SPEC-653 | 4 | Legris 3181_06_19 Fitting Round Body M5-6mm
SPEC-1505 | SPEC-736 | 1 | Monocrom Laser Diode, 20 bars, 810 nm, 200A, 4000W
SPEC-1505 | SPEC-768 | 0.7 | INSULATION FOAM TAPE 50mmx3mmx15m (meter a stock por mts)
SPEC-1505 | SPEC-796 | 1 | Cap 1 tube-b
SPEC-1505 | SPEC-798 | 1 | Cap 4 tubes-b
SPEC-1505 | SPEC-881 | 2 | Push-in fitting Ø4mm x M5, Straight, Cylindrical, Male
SPEC-1505 | SPEC-95 | 1 | Capacitor - LNR1H684MSE
SPEC-1505 | SPEC-986 | 1 | AHR Base
SPEC-1505 | SPEC-987 | 1 | AHR TOP (Electronics support top cover)
SPEC-1505 | SPEC-988 | 1 | AHR BACK V1 (Back cover)
SPEC-1505 | SPEC-989 | 2 | AHR LTOP (Frontal adjustment bracket )
SPEC-1505 | SPEC-990 | 2 | AHR LCHILLER (Chiller adjustment bracket)
SPEC-1505 | SPEC-991 | 1 | 1222507 [Fan Cooling Heat Sink, Hollow Fin Device, 0.175 °C/W, 74 mm, 62 mm]
SPEC-1505 | SPEC-992 | 3 | VS-FC420SA10 [Transistor MOSFET, Canal N, 435 A, 100 V, 0.0013 ohm, 10 V, 2.9 V, SOT-227]
SPEC-1505 | SPEC-994 | 1 | 902-978 [Thermostat IDNext 902-978]
SPEC-1505 | SPEC-995 | 1 | 2022864 [CABLE GLAND V-TEC M16X1,5 GRCL]
SPEC-1505 | SPEC-996 | 1 | RTF2016 [AHR coolant filter]
SPEC-1505 | SPEC-997 | 1 | 231303 [FEMALE TERM BLOCK PLUG 3POS 5.08MM]
SPEC-1505 | SPEC-998 | 1 | 231633 [MALE TERM BLOCK PLUG 3POS 5.08MM]
SPEC-1505 | SPEC-999 | 1 | S286A-2 [AHR Keyswitch]
SPEC-1505 | SPEC-1148 | 1 | AHR QR LABEL
SPEC-1505 | SPEC-1152 | 1 | AHR 230 BACK COVER LABEL
SPEC-1505 | SPEC-1038 | 4 | 31160400 [Union 4-4mm]
SPEC-1505 | SPEC-993 | 1 | 2251113 [Discharge resistance, 47 ohms, WPRT Series, 50 W, ± 5%, Solder Tabs]
SPEC-1505 | SPEC-1493 | 1 | AHR Cap Charger
SPEC-1505 | SPEC-1480 | 1 | AHR umbilical Cord
SPEC-1505 | SPEC-464 | 1 | ASM Dual Tip
SPEC-1505 | SPEC-734 | 1 | Dual 13,5x14,5 Prism
SPEC-1505 | SPEC-431 | 1 | Dual window
SPEC-1505 | SPEC-139 | 1 | Suction Al tube
SPEC-1507 | SPEC-300 | 2.25 | RTAP ZH CPR 8x0.2 - 24AWG*8c in sleeve (Ascable-Recael)
SPEC-1507 | SPEC-418 | 4.5 | Clear tube, OD.4mm, ID.2,5mm, 25mts - 1025U04R08
SPEC-1507 | SPEC-973 | 2.25 | 06900614 [20AWG TS Wire, OD:2.1mm ,Color:Yellow]
SPEC-1507 | SPEC-978 | 2.25 | 06900610 [20AWG TS Wire, OD:2.1mm ,Color:Black]
SPEC-1507 | SPEC-455 | 1 | Pneumatic x3 Body - Harting 09 14 003 4501
SPEC-1507 | SPEC-111 | 2 | Pneumatic female contact 3mm - 09 14 000 6257
SPEC-1507 | SPEC-1295 | 1 | PTS-0263 [SRF umbilical ferrule]
SPEC-1507 | SPEC-1301 | 1 | PTS-0260 [SRF Umbillical Cover]
SPEC-1507 | SPEC-1335 | 1.75 | 1A-004-14 [Lt. Gray Vacuum Drain Tubing 7/16" PVC]
SPEC-1507 | SPEC-1345 | 1 | 09 14 006 0371 [Han hinged frame plus, for 2 modules a-b]
SPEC-1507 | SPEC-292 | 1 | Harting 8 signal male - 09 14 008 2634
SPEC-1507 | SPEC-1053 | 1 | PTS-0247 [SRF HP FC Coupling]
SPEC-1508 | SPEC-300 | 2.25 | RTAP ZH CPR 8x0.2 - 24AWG*8c in sleeve (Ascable-Recael)
SPEC-1508 | SPEC-418 | 4.5 | Clear tube, OD.4mm, ID.2,5mm, 25mts - 1025U04R08
SPEC-1508 | SPEC-973 | 2.25 | 06900614 [20AWG TS Wire, OD:2.1mm ,Color:Yellow]
SPEC-1508 | SPEC-978 | 2.25 | 06900610 [20AWG TS Wire, OD:2.1mm ,Color:Black]
SPEC-1508 | SPEC-455 | 1 | Pneumatic x3 Body - Harting 09 14 003 4501
SPEC-1508 | SPEC-1295 | 1 | PTS-0263 [SRF umbilical ferrule]
SPEC-1508 | SPEC-1301 | 1 | PTS-0260 [SRF Umbillical Cover]
SPEC-1508 | SPEC-1335 | 1.75 | 1A-004-14 [Lt. Gray Vacuum Drain Tubing 7/16" PVC]
SPEC-1508 | SPEC-1345 | 1 | 09 14 006 0371 [Han hinged frame plus, for 2 modules a-b]
SPEC-1508 | SPEC-292 | 1 | Harting 8 signal male - 09 14 008 2634
SPEC-1508 | SPEC-1053 | 1 | PTS-0247 [SRF HP FC Coupling]
SPEC-1508 | SPEC-1237 | 1 | 09140006152 [Pneumatic contact male 3,0 mm]
SPEC-212_c | SPEC-1 | 1 | MHR-b Top Tray
SPEC-212_c | SPEC-10 | 1 | MHR-b PS Enclosure
SPEC-212_c | SPEC-100 | 4 | Wheel
SPEC-212_c | SPEC-104 | 1 | Water pump
SPEC-212_c | SPEC-106 | 4 | Silentblock - 107083
SPEC-212_c | SPEC-116 | 1 | MIO-2263E-S3A1E
SPEC-212_c | SPEC-120 | 8 | Locknut, ISO 10511, M6 x 1.0 mm Thread, 6 mm High
SPEC-212_c | SPEC-122 | 1 | Molex 43025-0200 Connector
SPEC-212_c | SPEC-123 | 15 | Locknut, ISO 10511 - M5 x 0.8 mm Thread, 5 mm High
SPEC-212_c | SPEC-124 | 2 | Hex countersunk head screw, ISO 10642 M5 x 0.8 mm Thread, 16 mm Long
SPEC-212_c | SPEC-127 | 14 | Locknut, ISO 10511 - M4 x 0.7 mm Thread, 5 mm High
SPEC-212_c | SPEC-130 | 9 | Rivet nut, M4 x 0.70, 18-8 SS
SPEC-212_c | SPEC-132 | 6 | Socket head cap screw, ISO 4762 M4 x 0.7 mm Thread, 10 mm Long
SPEC-212_c | SPEC-133 | 2 | Motedis 28x515mm M8
SPEC-212_c | SPEC-134 | 8 | Socket head cap screw, ISO 4762 M8 x 1.25 mm Thread, 16 mm Long
SPEC-212_c | SPEC-135 | 4 | Socket head cap screw, ISO 4762 M10 x 1.5 mm Thread 100 mm Long
SPEC-212_c | SPEC-136 | 2 | Molex - 46235-0001
SPEC-212_c | SPEC-139 | 1 | Suction Al tube
SPEC-212_c | SPEC-140 | 2 | Fitting Bulkhead 8-8 - 3116 08 00
SPEC-212_c | SPEC-142 | 1 | Hailea - HC500A - 230V
SPEC-212_c | SPEC-148 | 1 | PCBA MHR-b Capcharger
SPEC-212_c | SPEC-149 | 1 | PCBA MHR-b Mainboard
SPEC-212_c | SPEC-151 | 1 | PCB Control Board
SPEC-212_c | SPEC-155 | 1 | PCBA MHR-b Caliport socket
SPEC-212_c | SPEC-157 | 1 | PCBA MHR-b PS Relay
SPEC-212_c | SPEC-159 | 10 | Bushing open 11.1-15.9mm
SPEC-212_c | SPEC-161 | 8 | Hex Socket Countersunk Head Screw, ISO 10642, M4 x 0.7 mm Thread, 16 mm Long, SS
SPEC-212_c | SPEC-162 | 1 | Copper strip
SPEC-212_c | SPEC-170 | 11 | Hex Socket Countersunk Head Screw, ISO 10642, M4 x 0.7 mm Thread, 12 mm Long
SPEC-212_c | SPEC-171 | 2 | Motedis 28X150.5 M8
SPEC-212_c | SPEC-172 | 6 | Hex Socket Countersunk Head Screw,ISO 10642, M3 x 0.5 mm Thread, 5 mm Long,SS
SPEC-212_c | SPEC-177 | 5 | Socket Head Screw, ISO 4762 M4 x 0.7 mm Thread, 10 mm Long, SS
SPEC-212_c | SPEC-180 | 1 | Fitting Elbow 1/8 to 8mm - 3199 08 10
SPEC-212_c | SPEC-181 | 1 | Fitting EQUAL CROSS 6mm - 3107 06 00
SPEC-212_c | SPEC-182 | 1 | Fitting Union 8-6mm - 3182 08 00
SPEC-212_c | SPEC-183 | 1 | Fitting Plug 8mm - 3126 08 00
SPEC-212_c | SPEC-184 | 1 | Fitting Union 6-8 mm - 3106 06 08
SPEC-212_c | SPEC-187 | 5 | Push in fitting RL31 Ø 6 1/8 - 2L31008
SPEC-212_c | SPEC-188 | 1 | Fitting Y tube 6mm - 3140 06 00
SPEC-212_c | SPEC-193 | 1 | Replacement cover for TUK- SACKS3PM
SPEC-212_c | SPEC-194 | 6 | Socket Head Screw, ISO 4762, M3 x 0.5 mm Thread, 10 mm Long, SS
SPEC-212_c | SPEC-195 | 16 | Locknut, DIN 985, M3 x 0.5 mm Thread, 4 mm High
SPEC-212_c | SPEC-196 | 1 | Terminal strip - mk 6/6
SPEC-212_c | SPEC-197 | 2 | Socket Head Screw, ISO 4762, M3 x 0.5 mm Thread, 25 mm Long, SS
SPEC-212_c | SPEC-198 | 2 | Socket Head Screw, ISO 4762, M4 x 0.7 mm Thread, 25 mm Long, SS
SPEC-212_c | SPEC-202 | 1 | Shunt 30A-60mV
SPEC-212_c | SPEC-205 | 1 | b touch protector
SPEC-212_c | SPEC-207 | 1 | Disc magnet self-adhesive
SPEC-212_c | SPEC-210 | 1 | Leaseir Logo Front Sticker
SPEC-212_c | SPEC-216 | 1 | MHR Console Back
SPEC-212_c | SPEC-217 | 6 | M-F Hex Standoff Spacers, M3-05-5-2, 5mm, 5mm Long, M3, Brass
SPEC-212_c | SPEC-238 | 4 | Hex Socket Countersunk Head Screw, ISO 10642, M6 x 1.0 mm Thread, 20 mm Long, SS
SPEC-212_c | SPEC-241 | 9 | Socket Head Screw, ISO 4762 M4 x 0.7 mm Thread, 12 mm Long, SS
SPEC-212_c | SPEC-254 | 1 | Fitting Bulkhead 6-6 - 3116 06 00
SPEC-212_c | SPEC-27 | 4 | Cover, Silentblocks (Color RAL 7012)
SPEC-212_c | SPEC-271 | 10 | Flat washer, ISO 7092, M4, 4.300 mm ID, 8 mm OD
SPEC-212_c | SPEC-274 | 4 | Flat washer, ISO 7092 M3, 3.200 mm ID, 6 mm OD, SS
SPEC-212_c | SPEC-276 | 4 | MOSS 0100210300VR M4 Countersunk Head, 16mm Nylon Slot Plain
SPEC-212_c | SPEC-295 | 7 | Socket Head Screw, ISO 4762 M5 x 0.8 mm Thread, 10 mm Long, SS
SPEC-212_c | SPEC-3 | 1 | LNR Capacitor Enclosure
SPEC-212_c | SPEC-31 | 1 | MHR-b caliport housing
SPEC-212_c | SPEC-321 | 6 | Socket Countersunk Head Screw, ISO 10642, M3 x 0.5 mm Thread, 8 mm Long, SS
SPEC-212_c | SPEC-322 | 4 | Socket Head Screw, ISO 4762 M3 x 0.5 mm Thread, 8 mm Long, SS
SPEC-212_c | SPEC-329 | 1 | Base (blue painted)
SPEC-212_c | SPEC-338 | 1 | CA CONSOLE MODULAR CONNECTOR
SPEC-212_c | SPEC-339 | 1 | CA AC MAINS
SPEC-212_c | SPEC-342 | 9 | Plain Washer, ISO 7089, M5, 5.3 mm ID, 10 mm OD, SS
SPEC-212_c | SPEC-347 | 1 | CA 48VDC PS OUTPUT
SPEC-212_c | SPEC-348 | 1 | CA STOP SWITCH
SPEC-212_c | SPEC-373 | 1 | CA KEYSWITCH
SPEC-212_c | SPEC-374 | 1 | CA EMBEDDED 12VDC + UART
SPEC-212_c | SPEC-375 | 1 | CA CHILLER ENABLE
SPEC-212_c | SPEC-377 | 1 | CA 12VDC CHARGER BOARD
SPEC-212_c | SPEC-378 | 1 | CA MOSFET GATE
SPEC-212_c | SPEC-379 | 1 | CA 12-24VDC INPUT MAINBOARD
SPEC-212_c | SPEC-380 | 1 | CA PS INPUT
SPEC-212_c | SPEC-381 | 1 | CA CAPACITOR CHARGE
SPEC-212_c | SPEC-384 | 1 | CA PHOTODIODES
SPEC-212_c | SPEC-386 | 1 | CA TOUCH CONTROLLER
SPEC-212_c | SPEC-387 | 1 | CA EXTENSION (VALVES,SENSOR NTC)
SPEC-212_c | SPEC-388 | 1 | CA LVDS
SPEC-212_c | SPEC-389 | 1 | CA AC COOLING UNIT (FILTER INPUT, COMPRESSOR)
SPEC-212_c | SPEC-390 | 1 | CA AC COOLING UNIT (FILTER LOAD, RELAY INPUT)
SPEC-212_c | SPEC-391 | 1 | CA AC COOLING UNIT (FILTER OUTPUT, COMPRESSOR OUTPUT AND CHILLER FAN)
SPEC-212_c | SPEC-392 | 1 | CA VALVES AND PUMP CONTROL RELAY
SPEC-212_c | SPEC-397 | 2 | Half din rail
SPEC-212_c | SPEC-4 | 1 | Crate Mount
SPEC-212_c | SPEC-406 | 0.775 | Blue tube OD.8mm, ID.5.5mm, 25mts - 1025U08 04
SPEC-212_c | SPEC-407 | 1.625 | Blue tube OD.6mm, ID.4mm, 25mts - 1025U06 04
SPEC-212_c | SPEC-436 | 1 | Mains EMI Filter - SFN2030B-16-06
SPEC-212_c | SPEC-449 | 16 | Socket Head Screw, ISO 4762 M4 x 0.7 mm Thread, 8 mm Long, SS
SPEC-212_c | SPEC-457 | 4 | Prevailing Torque Nut, M3 x 0.5 mm Thread, 4 mm High, Class 8, Zinc Plated
SPEC-212_c | SPEC-5 | 1 | b Mosfet Heat Spreader
SPEC-212_c | SPEC-51 | 1 | b Frontal Cover
SPEC-212_c | SPEC-512 | 8 | Socket Head Screw, ISO 4762 M3 x 0.5 mm Thread, 6 mm Long, SS
SPEC-212_c | SPEC-516 | 4 | Prevailing torque High Nut, M10 x 1.5 mm Thread, Class 8, Zinc-Plated Steel
SPEC-212_c | SPEC-518 | 4 | Socket Head Screw, ISO 4762 M5 x 0.8 mm Thread, 16 mm Long, SS
SPEC-212_c | SPEC-528 | 3.7 | Insulation pipe - XG-06X006
SPEC-212_c | SPEC-541 | 1 | Moludar contactor, 25A, 4 Poles
SPEC-212_c | SPEC-544 | 1 | CA TOUCH DC IN
SPEC-212_c | SPEC-553 | 18 | Grower washer, M4, 4.4 mm ID, 7 mm OD, SS
SPEC-212_c | SPEC-565 | 1.08 | Frontal Cover gasket
SPEC-212_c | SPEC-568 | 1 | Cable Tie Mount
SPEC-212_c | SPEC-569 | 12 | 3.5x200mm Cable Tie
SPEC-212_c | SPEC-571 | 1 | CA EXTENSION SENSOR NTC
SPEC-212_c | SPEC-579 | 2 | Hex Socket Countersunk Head Screw, ISO 10642, M5 x 0.8 mm Thread, 20 mm Long, SS
SPEC-212_c | SPEC-582 | 2 | Plain Washer, ISO 7089, M10, 10.5 mm ID, 20 mm OD, SS
SPEC-212_c | SPEC-583 | 4 | Hex Socket Countersunk Head Screw, ISO 10642, M5 x 0.8 mm Thread, 25 mm Long, SS
SPEC-212_c | SPEC-584 | 4 | Hex Socket Countersunk Head Screw, ISO 10642, M6 x 1 mm Thread, 40 mm Long, SS
SPEC-212_c | SPEC-585 | 4 | Oversized Washer, DIN 9021, 6.4 mm ID, 18 mm OD,SS
SPEC-212_c | SPEC-588 | 10 | M-F Hex Standoff Spacer, M3, 5mm Hex size, 10mm Long ,8 mm Thread size, Brass
SPEC-212_c | SPEC-589 | 4 | M-F Hex Standoff Spacer, M5, 8mm Hex size, 10mm Long ,8 mm Thread size, Brass
SPEC-212_c | SPEC-590 | 9 | Self Adhesive Natural Cable Tie Mount 19 mm x 19mm, 4.1mm Max. Cable Tie Width
SPEC-212_c | SPEC-591 | 2 | Bolt Protection Cap, M8, Distance Across Flats 12.8 mm, LDPE
SPEC-212_c | SPEC-592 | 10 | Tight-Grip External-Tooth Lock Washer,M4,DIN 6798, 4.3 mm ID, 8 mm OD,SS]
SPEC-212_c | SPEC-593 | 1.16 | Touchscreen gasket
SPEC-212_c | SPEC-6 | 2 | Angle Mount
SPEC-212_c | SPEC-601 | 4 | Plain Washer, ISO 7089, M3, 3.2mm ID, 7 mm OD, SS
SPEC-212_c | SPEC-623 | 1 | Flat Tip Screw, ISO 4026, M3 x0.5 mm Thread , 6 mm Long, SS
SPEC-212_c | SPEC-653 | 4 | Legris 3181_06_19 Fitting Round Body M5-6mm
SPEC-212_c | SPEC-660 | 1 | Advantech -SQF-SHMM2-64G-S9C
SPEC-212_c | SPEC-7 | 1 | Front Mount L
SPEC-212_c | SPEC-70 | 1 | CPU Heatsink
SPEC-212_c | SPEC-758 | 1 | Top Tray Gray Sticker
SPEC-212_c | SPEC-766 | 1 | Thermal adhesive tape
SPEC-212_c | SPEC-768 | 3.1 | INSULATION FOAM TAPE 50mmx3mmx15m (meter a stock por mts)
SPEC-212_c | SPEC-771 | 8 | Oversized Washer, DIN 9021, M5, 5.3 mm ID, 15 mm OD, SS
SPEC-212_c | SPEC-775 | 1 | EPDM adhesive sheet 12x12x3mm
SPEC-212_c | SPEC-783 | 1 | 4G SO-DDR3-1600 RAM Memory
SPEC-212_c | SPEC-789 | 4 | BackCover screw mount a
SPEC-212_c | SPEC-790 | 4 | BackCover screw mount b
SPEC-212_c | SPEC-793 | 1 | Hanger base cover
SPEC-212_c | SPEC-794 | 2 | Painted Hanger Port Spacer
SPEC-212_c | SPEC-796 | 1 | Cap 1 tube-b
SPEC-212_c | SPEC-798 | 1 | Cap 4 tubes-b
SPEC-212_c | SPEC-8 | 1 | Front Mount R
SPEC-212_c | SPEC-808 | 2 | 18-8 Stainless Steel Hex Drive Countersunk Head Screw, M4 x 10mm long , DIN 7991
SPEC-212_c | SPEC-872 | 2 | 2.5x100mm Cable Tie
SPEC-212_c | SPEC-886 | 1 | Black PVC Cable Grommet for Ø4mm tube, 6.4mm height
SPEC-212_c | SPEC-9 | 1 | b Touchscreen support
SPEC-212_c | SPEC-905 | 1 | Mosfet source strip
SPEC-212_c | SPEC-906 | 1 | Cap Charger Ground Strip
SPEC-212_c | SPEC-915 | 1 | 1/2, 6-32 Binding Head Screw, Steel
SPEC-212_c | SPEC-94 | 1 | Coolant filter - RTF2004
SPEC-212_c | SPEC-95 | 1 | Capacitor - LNR1H684MSE
SPEC-212_c | SPEC-98 | 1 | Power Supply - Vega Lite 750
SPEC-212_c | SPEC-99 | 1 | Touchscreen - IDK-1115R-50XGA1
SPEC-212_c | SPEC-907 | 1 | PCB Buzzer Board Leaseir MHR Xcell
SPEC-212_c | SPEC-755 | 1 | Win 10 IoT Ent 2019 LTSC Entry
SPEC-225_c | SPEC-1 | 1 | MHR-b Top Tray
SPEC-225_c | SPEC-10 | 1 | MHR-b PS Enclosure
SPEC-225_c | SPEC-100 | 4 | Wheel
SPEC-225_c | SPEC-104 | 1 | Water pump
SPEC-225_c | SPEC-106 | 4 | Silentblock - 107083
SPEC-225_c | SPEC-116 | 1 | MIO-2263E-S3A1E
SPEC-225_c | SPEC-120 | 8 | Locknut, ISO 10511, M6 x 1.0 mm Thread, 6 mm High
SPEC-225_c | SPEC-122 | 1 | Molex 43025-0200 Connector
SPEC-225_c | SPEC-123 | 15 | Locknut, ISO 10511 - M5 x 0.8 mm Thread, 5 mm High
SPEC-225_c | SPEC-124 | 2 | Hex countersunk head screw, ISO 10642 M5 x 0.8 mm Thread, 16 mm Long
SPEC-225_c | SPEC-127 | 14 | Locknut, ISO 10511 - M4 x 0.7 mm Thread, 5 mm High
SPEC-225_c | SPEC-130 | 9 | Rivet nut, M4 x 0.70, 18-8 SS
SPEC-225_c | SPEC-132 | 6 | Socket head cap screw, ISO 4762 M4 x 0.7 mm Thread, 10 mm Long
SPEC-225_c | SPEC-133 | 2 | Motedis 28x515mm M8
SPEC-225_c | SPEC-134 | 8 | Socket head cap screw, ISO 4762 M8 x 1.25 mm Thread, 16 mm Long
SPEC-225_c | SPEC-135 | 4 | Socket head cap screw, ISO 4762 M10 x 1.5 mm Thread 100 mm Long
SPEC-225_c | SPEC-136 | 2 | Molex - 46235-0001
SPEC-225_c | SPEC-139 | 1 | Suction Al tube
SPEC-225_c | SPEC-140 | 2 | Fitting Bulkhead 8-8 - 3116 08 00
SPEC-225_c | SPEC-146 | 1 | Hailea - HC500A - 110V
SPEC-225_c | SPEC-148 | 1 | PCBA MHR-b Capcharger
SPEC-225_c | SPEC-149 | 1 | PCBA MHR-b Mainboard
SPEC-225_c | SPEC-151 | 1 | PCB Control Board
SPEC-225_c | SPEC-155 | 1 | PCBA MHR-b Caliport socket
SPEC-225_c | SPEC-157 | 1 | PCBA MHR-b PS Relay
SPEC-225_c | SPEC-159 | 10 | Bushing open 11.1-15.9mm
SPEC-225_c | SPEC-161 | 8 | Hex Socket Countersunk Head Screw, ISO 10642, M4 x 0.7 mm Thread, 16 mm Long, SS
SPEC-225_c | SPEC-162 | 1 | Copper strip
SPEC-225_c | SPEC-170 | 11 | Hex Socket Countersunk Head Screw, ISO 10642, M4 x 0.7 mm Thread, 12 mm Long
SPEC-225_c | SPEC-171 | 2 | Motedis 28X150.5 M8
SPEC-225_c | SPEC-172 | 6 | Hex Socket Countersunk Head Screw,ISO 10642, M3 x 0.5 mm Thread, 5 mm Long,SS
SPEC-225_c | SPEC-177 | 5 | Socket Head Screw, ISO 4762 M4 x 0.7 mm Thread, 10 mm Long, SS
SPEC-225_c | SPEC-180 | 1 | Fitting Elbow 1/8 to 8mm - 3199 08 10
SPEC-225_c | SPEC-181 | 1 | Fitting EQUAL CROSS 6mm - 3107 06 00
SPEC-225_c | SPEC-182 | 1 | Fitting Union 8-6mm - 3182 08 00
SPEC-225_c | SPEC-183 | 1 | Fitting Plug 8mm - 3126 08 00
SPEC-225_c | SPEC-184 | 1 | Fitting Union 6-8 mm - 3106 06 08
SPEC-225_c | SPEC-187 | 5 | Push in fitting RL31 Ø 6 1/8 - 2L31008
SPEC-225_c | SPEC-188 | 1 | Fitting Y tube 6mm - 3140 06 00
SPEC-225_c | SPEC-193 | 1 | Replacement cover for TUK- SACKS3PM
SPEC-225_c | SPEC-194 | 6 | Socket Head Screw, ISO 4762, M3 x 0.5 mm Thread, 10 mm Long, SS
SPEC-225_c | SPEC-195 | 16 | Locknut, DIN 985, M3 x 0.5 mm Thread, 4 mm High
SPEC-225_c | SPEC-196 | 1 | Terminal strip - mk 6/6
SPEC-225_c | SPEC-197 | 2 | Socket Head Screw, ISO 4762, M3 x 0.5 mm Thread, 25 mm Long, SS
SPEC-225_c | SPEC-198 | 2 | Socket Head Screw, ISO 4762, M4 x 0.7 mm Thread, 25 mm Long, SS
SPEC-225_c | SPEC-202 | 1 | Shunt 30A-60mV
SPEC-225_c | SPEC-205 | 1 | b touch protector
SPEC-225_c | SPEC-207 | 1 | Disc magnet self-adhesive
SPEC-225_c | SPEC-210 | 1 | Leaseir Logo Front Sticker
SPEC-225_c | SPEC-213 | 2 | Fuse 16A 250VAC - 0034.3129
SPEC-225_c | SPEC-216 | 1 | MHR Console Back
SPEC-225_c | SPEC-217 | 6 | M-F Hex Standoff Spacers, M3-05-5-2, 5mm, 5mm Long, M3, Brass
SPEC-225_c | SPEC-223 | 1 | Fuse Plate 110
SPEC-225_c | SPEC-238 | 4 | Hex Socket Countersunk Head Screw, ISO 10642, M6 x 1.0 mm Thread, 20 mm Long, SS
SPEC-225_c | SPEC-241 | 9 | Socket Head Screw, ISO 4762 M4 x 0.7 mm Thread, 12 mm Long, SS
SPEC-225_c | SPEC-254 | 1 | Fitting Bulkhead 6-6 - 3116 06 00
SPEC-225_c | SPEC-27 | 4 | Cover, Silentblocks (Color RAL 7012)
SPEC-225_c | SPEC-271 | 10 | Flat washer, ISO 7092, M4, 4.300 mm ID, 8 mm OD
SPEC-225_c | SPEC-274 | 4 | Flat washer, ISO 7092 M3, 3.200 mm ID, 6 mm OD, SS
SPEC-225_c | SPEC-276 | 4 | MOSS 0100210300VR M4 Countersunk Head, 16mm Nylon Slot Plain
SPEC-225_c | SPEC-295 | 7 | Socket Head Screw, ISO 4762 M5 x 0.8 mm Thread, 10 mm Long, SS
SPEC-225_c | SPEC-3 | 1 | LNR Capacitor Enclosure
SPEC-225_c | SPEC-31 | 1 | MHR-b caliport housing
SPEC-225_c | SPEC-321 | 6 | Socket Countersunk Head Screw, ISO 10642, M3 x 0.5 mm Thread, 8 mm Long, SS
SPEC-225_c | SPEC-322 | 4 | Socket Head Screw, ISO 4762 M3 x 0.5 mm Thread, 8 mm Long, SS
SPEC-225_c | SPEC-329 | 1 | Base (blue painted)
SPEC-225_c | SPEC-338 | 1 | CA CONSOLE MODULAR CONNECTOR
SPEC-225_c | SPEC-339 | 1 | CA AC MAINS
SPEC-225_c | SPEC-342 | 9 | Plain Washer, ISO 7089, M5, 5.3 mm ID, 10 mm OD, SS
SPEC-225_c | SPEC-347 | 1 | CA 48VDC PS OUTPUT
SPEC-225_c | SPEC-348 | 1 | CA STOP SWITCH
SPEC-225_c | SPEC-373 | 1 | CA KEYSWITCH
SPEC-225_c | SPEC-374 | 1 | CA EMBEDDED 12VDC + UART
SPEC-225_c | SPEC-375 | 1 | CA CHILLER ENABLE
SPEC-225_c | SPEC-377 | 1 | CA 12VDC CHARGER BOARD
SPEC-225_c | SPEC-378 | 1 | CA MOSFET GATE
SPEC-225_c | SPEC-379 | 1 | CA 12-24VDC INPUT MAINBOARD
SPEC-225_c | SPEC-380 | 1 | CA PS INPUT
SPEC-225_c | SPEC-381 | 1 | CA CAPACITOR CHARGE
SPEC-225_c | SPEC-384 | 1 | CA PHOTODIODES
SPEC-225_c | SPEC-386 | 1 | CA TOUCH CONTROLLER
SPEC-225_c | SPEC-387 | 1 | CA EXTENSION (VALVES,SENSOR NTC)
SPEC-225_c | SPEC-388 | 1 | CA LVDS
SPEC-225_c | SPEC-389 | 1 | CA AC COOLING UNIT (FILTER INPUT, COMPRESSOR)
SPEC-225_c | SPEC-390 | 1 | CA AC COOLING UNIT (FILTER LOAD, RELAY INPUT)
SPEC-225_c | SPEC-391 | 1 | CA AC COOLING UNIT (FILTER OUTPUT, COMPRESSOR OUTPUT AND CHILLER FAN)
SPEC-225_c | SPEC-392 | 1 | CA VALVES AND PUMP CONTROL RELAY
SPEC-225_c | SPEC-397 | 2 | Half din rail
SPEC-225_c | SPEC-4 | 1 | Crate Mount
SPEC-225_c | SPEC-406 | 0.775 | Blue tube OD.8mm, ID.5.5mm, 25mts - 1025U08 04
SPEC-225_c | SPEC-407 | 1.625 | Blue tube OD.6mm, ID.4mm, 25mts - 1025U06 04
SPEC-225_c | SPEC-436 | 1 | Mains EMI Filter - SFN2030B-16-06
SPEC-225_c | SPEC-449 | 16 | Socket Head Screw, ISO 4762 M4 x 0.7 mm Thread, 8 mm Long, SS
SPEC-225_c | SPEC-457 | 4 | Prevailing Torque Nut, M3 x 0.5 mm Thread, 4 mm High, Class 8, Zinc Plated
SPEC-225_c | SPEC-5 | 1 | b Mosfet Heat Spreader
SPEC-225_c | SPEC-51 | 1 | b Frontal Cover
SPEC-225_c | SPEC-512 | 8 | Socket Head Screw, ISO 4762 M3 x 0.5 mm Thread, 6 mm Long, SS
SPEC-225_c | SPEC-516 | 4 | Prevailing torque High Nut, M10 x 1.5 mm Thread, Class 8, Zinc-Plated Steel
SPEC-225_c | SPEC-518 | 4 | Socket Head Screw, ISO 4762 M5 x 0.8 mm Thread, 16 mm Long, SS
SPEC-225_c | SPEC-528 | 3.7 | Insulation pipe - XG-06X006
SPEC-225_c | SPEC-541 | 1 | Moludar contactor, 25A, 4 Poles
SPEC-225_c | SPEC-544 | 1 | CA TOUCH DC IN
SPEC-225_c | SPEC-553 | 18 | Grower washer, M4, 4.4 mm ID, 7 mm OD, SS
SPEC-225_c | SPEC-565 | 1.08 | Frontal Cover gasket
SPEC-225_c | SPEC-568 | 1 | Cable Tie Mount
SPEC-225_c | SPEC-569 | 12 | 3.5x200mm Cable Tie
SPEC-225_c | SPEC-571 | 1 | CA EXTENSION SENSOR NTC
SPEC-225_c | SPEC-579 | 2 | Hex Socket Countersunk Head Screw, ISO 10642, M5 x 0.8 mm Thread, 20 mm Long, SS
SPEC-225_c | SPEC-582 | 2 | Plain Washer, ISO 7089, M10, 10.5 mm ID, 20 mm OD, SS
SPEC-225_c | SPEC-583 | 4 | Hex Socket Countersunk Head Screw, ISO 10642, M5 x 0.8 mm Thread, 25 mm Long, SS
SPEC-225_c | SPEC-584 | 4 | Hex Socket Countersunk Head Screw, ISO 10642, M6 x 1 mm Thread, 40 mm Long, SS
SPEC-225_c | SPEC-585 | 4 | Oversized Washer, DIN 9021, 6.4 mm ID, 18 mm OD,SS
SPEC-225_c | SPEC-588 | 10 | M-F Hex Standoff Spacer, M3, 5mm Hex size, 10mm Long ,8 mm Thread size, Brass
SPEC-225_c | SPEC-589 | 4 | M-F Hex Standoff Spacer, M5, 8mm Hex size, 10mm Long ,8 mm Thread size, Brass
SPEC-225_c | SPEC-590 | 9 | Self Adhesive Natural Cable Tie Mount 19 mm x 19mm, 4.1mm Max. Cable Tie Width
SPEC-225_c | SPEC-591 | 2 | Bolt Protection Cap, M8, Distance Across Flats 12.8 mm, LDPE
SPEC-225_c | SPEC-592 | 10 | Tight-Grip External-Tooth Lock Washer,M4,DIN 6798, 4.3 mm ID, 8 mm OD,SS]
SPEC-225_c | SPEC-593 | 1.16 | Touchscreen gasket
SPEC-225_c | SPEC-595 | 1 | Fuse plate 110-130
SPEC-225_c | SPEC-6 | 2 | Angle Mount
SPEC-225_c | SPEC-601 | 4 | Plain Washer, ISO 7089, M3, 3.2mm ID, 7 mm OD, SS
SPEC-225_c | SPEC-623 | 1 | Flat Tip Screw, ISO 4026, M3 x0.5 mm Thread , 6 mm Long, SS
SPEC-225_c | SPEC-653 | 4 | Legris 3181_06_19 Fitting Round Body M5-6mm
SPEC-225_c | SPEC-660 | 1 | Advantech -SQF-SHMM2-64G-S9C
SPEC-225_c | SPEC-7 | 1 | Front Mount L
SPEC-225_c | SPEC-70 | 1 | CPU Heatsink
SPEC-225_c | SPEC-758 | 1 | Top Tray Gray Sticker
SPEC-225_c | SPEC-766 | 225 | Thermal adhesive tape
SPEC-225_c | SPEC-768 | 3.1 | INSULATION FOAM TAPE 50mmx3mmx15m (meter a stock por mts)
SPEC-225_c | SPEC-771 | 8 | Oversized Washer, DIN 9021, M5, 5.3 mm ID, 15 mm OD, SS
SPEC-225_c | SPEC-775 | 1 | EPDM adhesive sheet 12x12x3mm
SPEC-225_c | SPEC-783 | 1 | 4G SO-DDR3-1600 RAM Memory
SPEC-225_c | SPEC-789 | 4 | BackCover screw mount a
SPEC-225_c | SPEC-790 | 4 | BackCover screw mount b
SPEC-225_c | SPEC-793 | 1 | Hanger base cover
SPEC-225_c | SPEC-794 | 2 | Painted Hanger Port Spacer
SPEC-225_c | SPEC-796 | 1 | Cap 1 tube-b
SPEC-225_c | SPEC-798 | 1 | Cap 4 tubes-b
SPEC-225_c | SPEC-8 | 1 | Front Mount R
SPEC-225_c | SPEC-808 | 2 | 18-8 Stainless Steel Hex Drive Countersunk Head Screw, M4 x 10mm long , DIN 7991
SPEC-225_c | SPEC-872 | 2 | 2.5x100mm Cable Tie
SPEC-225_c | SPEC-886 | 1 | Black PVC Cable Grommet for Ø4mm tube, 6.4mm height
SPEC-225_c | SPEC-9 | 1 | b Touchscreen support
SPEC-225_c | SPEC-905 | 1 | Mosfet source strip
SPEC-225_c | SPEC-906 | 1 | Cap Charger Ground Strip
SPEC-225_c | SPEC-915 | 1 | 1/2, 6-32 Binding Head Screw, Steel
SPEC-225_c | SPEC-94 | 1 | Coolant filter - RTF2004
SPEC-225_c | SPEC-95 | 1 | Capacitor - LNR1H684MSE
SPEC-225_c | SPEC-98 | 1 | Power Supply - Vega Lite 750
SPEC-225_c | SPEC-99 | 1 | Touchscreen - IDK-1115R-50XGA1
SPEC-225_c | SPEC-907 | 1 | PCB Buzzer Board Leaseir MHR Xcell
SPEC-225_c | SPEC-755 | 1 | Win 10 IoT Ent 2019 LTSC Entry
SPEC-226 | SPEC-228 | 1 | MHR-b caliport filter
SPEC-226 | SPEC-32 | 1 | MHR-b Caliport back cover
SPEC-226 | SPEC-39 | 1 | MHR-b CaliQuad Body
SPEC-226 | SPEC-229 | 1 | MHR-b Caliport diffuser
SPEC-226 | SPEC-156 | 1 | PCBA MHR-b Caliport
SPEC-226 | SPEC-720 | 1 | Renata CR-1220-MFR 3V/40mAh Lithium Battery
SPEC-226 | SPEC-614 | 4 | Slot Countersunk Head Screw, DIN 963, M2 x 0.4 mm Thread, 20 mm Long, SS
SPEC-226 | SPEC-416 | 0.04 | O ring
SPEC-226 | SPEC-207 | 1 | Disc magnet self-adhesive
SPEC-226 | SPEC-747 | 1 | MHR-b Aesth Calibration Port Label
SPEC-226Pack_ | SPEC-226 | 1 | Quad HP Calibration Port
SPEC-226Pack_ | SPEC-811 | 1 | Allen Wrench 1.5mm
SPEC-226Pack_ | SPEC-813 | 1 | Plastic Zip Bag, 8x12 cm
SPEC-226Pack_ | SPEC-814 | 1 | Plastic Zip Bag, 16 x 25 cm
SPEC-232 | SPEC-228 | 1 | MHR-b caliport filter
SPEC-232 | SPEC-32 | 1 | MHR-b Caliport back cover
SPEC-232 | SPEC-38 | 1 | MHR-b CaliDual Body
SPEC-232 | SPEC-229 | 1 | MHR-b Caliport diffuser
SPEC-232 | SPEC-156 | 1 | PCBA MHR-b Caliport
SPEC-232 | SPEC-720 | 1 | Renata CR-1220-MFR 3V/40mAh Lithium Battery
SPEC-232 | SPEC-614 | 4 | Slot Countersunk Head Screw, DIN 963, M2 x 0.4 mm Thread, 20 mm Long, SS
SPEC-232 | SPEC-416 | 0.04 | O ring
SPEC-232 | SPEC-207 | 1 | Disc magnet self-adhesive
SPEC-232 | SPEC-747 | 1 | MHR-b Aesth Calibration Port Label
SPEC-232Pack_c | SPEC-232 | 1 | Dual HP Calibration Port
SPEC-232Pack_c | SPEC-811 | 1 | Allen Wrench 1.5mm
SPEC-232Pack_c | SPEC-813 | 1 | Plastic Zip Bag, 8x12 cm
SPEC-232Pack_c | SPEC-814 | 1 | Plastic Zip Bag, 16 x 25 cm
SPEC-234 | SPEC-228 | 1 | MHR-b caliport filter
SPEC-234 | SPEC-32 | 1 | MHR-b Caliport back cover
SPEC-234 | SPEC-37 | 1 | MHR-b CaliSingle Body
SPEC-234 | SPEC-229 | 1 | MHR-b Caliport diffuser
SPEC-234 | SPEC-156 | 1 | PCBA MHR-b Caliport
SPEC-234 | SPEC-720 | 1 | Renata CR-1220-MFR 3V/40mAh Lithium Battery
SPEC-234 | SPEC-614 | 4 | Slot Countersunk Head Screw, DIN 963, M2 x 0.4 mm Thread, 20 mm Long, SS
SPEC-234 | SPEC-416 | 0.04 | O ring
SPEC-234 | SPEC-207 | 1 | Disc magnet self-adhesive
SPEC-234 | SPEC-747 | 1 | MHR-b Aesth Calibration Port Label
SPEC-234Pack_c | SPEC-234 | 1 | Single HP Calibration Port
SPEC-234Pack_c | SPEC-811 | 1 | Allen Wrench 1.5mm
SPEC-234Pack_c | SPEC-813 | 1 | Plastic Zip Bag, 8x12 cm
SPEC-234Pack_c | SPEC-814 | 1 | Plastic Zip Bag, 16 x 25 cm
SPEC-258 | SPEC-290 | 2 | Harting lever - 09 00 0005221
SPEC-258 | SPEC-291 | 1 | Harting Hinged 4mod frame - 09 14 016 0313
SPEC-258 | SPEC-292 | 1 | Harting 8 signal male - 09 14 008 2634
SPEC-258 | SPEC-293 | 1 | Harting x2 40A male - 09 14 002 2601
SPEC-258 | SPEC-111 | 4 | Pneumatic female contact 3mm - 09 14 000 6257
SPEC-258 | SPEC-298 | 1.85 | PVC hose L=1850mm
SPEC-258 | SPEC-418 | 2.35 | Clear tube, OD.4mm, ID.2,5mm, 25mts - 1025U04R08
SPEC-258 | SPEC-494 | 4.7 | Blue tube, OD.4mm, ID.2,5mm, 25mts - 1025U0404
SPEC-258 | SPEC-300 | 2.35 | RTAP ZH CPR 8x0.2 - 24AWG*8c in sleeve (Ascable-Recael)
SPEC-258 | SPEC-336 | 2 | Crimp end ferrule, Insulated, 8mm Pin, Black 16AWG 1.5mm²
SPEC-258 | SPEC-340 | 1 | Flat-tip Screw, DIN 913, M5 x 0.8 mm Thread, 6 mm Long, SS
SPEC-258 | SPEC-342 | 4 | Plain Washer, ISO 7089, M5, 5.3 mm ID, 10 mm OD, SS
SPEC-258 | SPEC-35 | 1 | MHR-b Umbilical Ferrule
SPEC-258 | SPEC-36 | 1 | b - HP connector enclosure x4
SPEC-258 | SPEC-455 | 2 | Pneumatic x3 Body - Harting 09 14 003 4501
SPEC-258 | SPEC-600 | 0.15 | Green/Yellow wire, UL1015,16AWG
SPEC-258 | SPEC-623 | 1 | Flat Tip Screw, ISO 4026, M3 x0.5 mm Thread , 6 mm Long, SS
SPEC-258 | SPEC-780 | 2.4 | 12AWG TS Wire, OD:4.6mm, Color:Blue
SPEC-258 | SPEC-781 | 2.4 | 12AWG TS Wire, OD:4.6mm, Color:Red
SPEC-258 | SPEC-832 | 4 | Plain Stainless Steel Hex Socket Grub Screw , DIN 916, M5 x 0.8 mm Thread x 12mm Long
SPEC-258 | SPEC-855 | 2 | Expandable Braided Tin Plated Copper Cable Sleeve, 12.5mm Diameter, 10m Length
SPEC-258 | SPEC-407 | 2 | Blue tube OD.6mm, ID.4mm, 25mts - 1025U06 04
SPEC-330 | SPEC-117 | 1 | HP sticker plate
SPEC-330 | SPEC-154 | 1 | PCBA MHR-b HP Main
SPEC-330 | SPEC-167 | 2 | Hex Socket Countersunk Head Screw, ISO 10642, M3 x 0.5 mm Thread, 6 mm Long, SS
SPEC-330 | SPEC-271 | 2 | Flat washer, ISO 7092, M4, 4.300 mm ID, 8 mm OD
SPEC-330 | SPEC-275 | 4 | Socket Head Screw, ISO 4762 M3 x 0.5 mm Thread, 12 mm Long, 18-8 SS
SPEC-330 | SPEC-289 | 1 | HP sticker cover
SPEC-330 | SPEC-318 | 1 | CA MODULAR IR SENSOR
SPEC-330 | SPEC-322 | 2 | Socket Head Screw, ISO 4762 M3 x 0.5 mm Thread, 8 mm Long, SS
SPEC-330 | SPEC-323 | 1 | Hex Nut, DIN 934, M3 x 0.5 mm Thread, Zinc-Plated, Class 8
SPEC-330 | SPEC-328 | 2 | RS PRO Insulated Ring Terminal, M4 Stud Size, 2.5mm² to 6mm² Wire Size, Yellow
SPEC-330 | SPEC-342 | 4 | Plain Washer, ISO 7089, M5, 5.3 mm ID, 10 mm OD, SS
SPEC-330 | SPEC-354_c | 1 | Sensors 20Bs
SPEC-330 | SPEC-362 | 1 | MHR-b R cover + Hanger
SPEC-330 | SPEC-366 | 1 | b HP trigger in mount
SPEC-330 | SPEC-367 | 1 | HP Seal 810
SPEC-330 | SPEC-418 | 0.1 | Clear tube, OD.4mm, ID.2,5mm, 25mts - 1025U04R08
SPEC-330 | SPEC-441 | 2 | Fitting M5 4mm 90 - 3169 04 19
SPEC-330 | SPEC-451 | 2 | Pan Head Screws, M4 x 0.70 mm Thread, 8mm Long, SS
SPEC-330 | SPEC-50 | 1 | MHR-b HP Cover L
SPEC-330 | SPEC-553 | 2 | Grower washer, M4, 4.4 mm ID, 7 mm OD, SS
SPEC-330 | SPEC-560 | 4 | Slotted Countersunk Head Screws, M3, Thread 10mm long, Nylon
SPEC-330 | SPEC-569 | 4 | 3.5x200mm Cable Tie
SPEC-330 | SPEC-574 | 1 | O ring 30x1mm, black, NBR
SPEC-330 | SPEC-577 | 1 | Lasermet FDA AP-32x16
SPEC-330 | SPEC-594_c | 1 | MHR-b Umbilical Xcell
SPEC-330 | SPEC-73 | 1 | DUAL 810-b Yellow Label
SPEC-330 | SPEC-853_c | 1 | Dual-810-b Laserhead, capillary
SPEC-330 | SPEC-881 | 2 | Push-in fitting Ø4mm x M5, Straight, Cylindrical, Male
SPEC-330 | SPEC-884 | 1 | M3x30 Cheese Slotted Nylon M/Screw
SPEC-354_c | SPEC-356 | 2 | Diode IR Sensor Mount 20BS
SPEC-354_c | SPEC-152 | 3 | PCBA Modular Ir Sensor
SPEC-354_c | SPEC-359 | 2 | Melexis MLX 90615
SPEC-354_c | SPEC-357 | 1 | Diode IR Sensor TIp Mount
SPEC-354_c | SPEC-359 | 1 | Melexis MLX 90615
SPEC-354_c | SPEC-318 | 3 | CA MODULAR IR SENSOR
SPEC-362 | SPEC-363 | 1 | MHR b HP Cover R
SPEC-362 | SPEC-30 | 1 | HP Hanger clip
SPEC-366 | SPEC-370 | 1 | Switch Holder
SPEC-366 | SPEC-153 | 1 | PCBA MHR-b HP trigger
SPEC-366 | SPEC-368 | 1 | Multimec 1PS-06
SPEC-394 | SPEC-117 | 1 | HP sticker plate
SPEC-394 | SPEC-154 | 1 | PCBA MHR-b HP Main
SPEC-394 | SPEC-167 | 2 | Hex Socket Countersunk Head Screw, ISO 10642, M3 x 0.5 mm Thread, 6 mm Long, SS
SPEC-394 | SPEC-271 | 2 | Flat washer, ISO 7092, M4, 4.300 mm ID, 8 mm OD
SPEC-394 | SPEC-275 | 4 | Socket Head Screw, ISO 4762 M3 x 0.5 mm Thread, 12 mm Long, 18-8 SS
SPEC-394 | SPEC-289 | 1 | HP sticker cover
SPEC-394 | SPEC-318 | 1 | CA MODULAR IR SENSOR
SPEC-394 | SPEC-322 | 2 | Socket Head Screw, ISO 4762 M3 x 0.5 mm Thread, 8 mm Long, SS
SPEC-394 | SPEC-323 | 1 | Hex Nut, DIN 934, M3 x 0.5 mm Thread, Zinc-Plated, Class 8
SPEC-394 | SPEC-328 | 2 | RS PRO Insulated Ring Terminal, M4 Stud Size, 2.5mm² to 6mm² Wire Size, Yellow
SPEC-394 | SPEC-342 | 4 | Plain Washer, ISO 7089, M5, 5.3 mm ID, 10 mm OD, SS
SPEC-394 | SPEC-354_c | 1 | Sensors 20Bs
SPEC-394 | SPEC-362 | 1 | MHR-b R cover + Hanger
SPEC-394 | SPEC-366 | 1 | b HP trigger in mount
SPEC-394 | SPEC-367 | 1 | HP Seal 810
SPEC-394 | SPEC-418 | 0.1 | Clear tube, OD.4mm, ID.2,5mm, 25mts - 1025U04R08
SPEC-394 | SPEC-441 | 2 | Fitting M5 4mm 90 - 3169 04 19
SPEC-394 | SPEC-442 | 1 | O ring 2x1
SPEC-394 | SPEC-451 | 2 | Pan Head Screws, M4 x 0.70 mm Thread, 8mm Long, SS
SPEC-394 | SPEC-50 | 1 | MHR-b HP Cover L
SPEC-394 | SPEC-553 | 2 | Grower washer, M4, 4.4 mm ID, 7 mm OD, SS
SPEC-394 | SPEC-560 | 4 | Slotted Countersunk Head Screws, M3, Thread 10mm long, Nylon
SPEC-394 | SPEC-569 | 4 | 3.5x200mm Cable Tie
SPEC-394 | SPEC-577 | 1 | Lasermet FDA AP-32x16
SPEC-394 | SPEC-594_c | 1 | MHR-b Umbilical Xcell
SPEC-394 | SPEC-74 | 1 | QUAD 810-b Yellow Label
SPEC-394 | SPEC-854_c | 1 | Quad-810-b Laserhead, capillary
SPEC-394 | SPEC-881 | 2 | Push-in fitting Ø4mm x M5, Straight, Cylindrical, Male
SPEC-394 | SPEC-884 | 1 | M3x30 Cheese Slotted Nylon M/Screw
SPEC-40 | SPEC-868 | 1 | MHR-b Hanger Port Mount
SPEC-426 | SPEC-823 | 1 | Single Tip
SPEC-427 | SPEC-826 | 1 | Quad Tip
SPEC-428 | SPEC-816 | 1 | Dual Tip
SPEC-459 | SPEC-427 | 1 | Quad Tip, Coated
SPEC-459 | SPEC-425 | 0.8 | Capillary
SPEC-461 | SPEC-426 | 1 | Single Tip, Coated
SPEC-461 | SPEC-425 | 0.8 | Capillary
SPEC-464 | SPEC-428 | 1 | Dual Tip, coated
SPEC-464 | SPEC-425 | 0.8 | Capillary
SPEC-465_c | SPEC-358 | 2 | Diode IR Sensor Mount 10BS
SPEC-465_c | SPEC-152 | 2 | PCBA Modular Ir Sensor
SPEC-465_c | SPEC-359 | 2 | Melexis MLX 90615
SPEC-465_c | SPEC-357 | 1 | Diode IR Sensor TIp Mount
SPEC-465_c | SPEC-152 | 1 | PCBA Modular Ir Sensor
SPEC-465_c | SPEC-359 | 1 | Melexis MLX 90615
SPEC-465_c | SPEC-318 | 3 | CA MODULAR IR SENSOR
SPEC-479110 | SPEC-100 | 4 | Wheel
SPEC-479110 | SPEC-104 | 1 | Water pump
SPEC-479110 | SPEC-106 | 4 | Silentblock - 107083
SPEC-479110 | SPEC-116 | 1 | MIO-2263E-S3A1E
SPEC-479110 | SPEC-120 | 8 | Locknut, ISO 10511, M6 x 1.0 mm Thread, 6 mm High
SPEC-479110 | SPEC-123 | 8 | Locknut, ISO 10511 - M5 x 0.8 mm Thread, 5 mm High
SPEC-479110 | SPEC-133 | 2 | Motedis 28x515mm M8
SPEC-479110 | SPEC-134 | 6 | Socket head cap screw, ISO 4762 M8 x 1.25 mm Thread, 16 mm Long
SPEC-479110 | SPEC-135 | 2 | Socket head cap screw, ISO 4762 M10 x 1.5 mm Thread 100 mm Long
SPEC-479110 | SPEC-139 | 1 | Suction Al tube
SPEC-479110 | SPEC-140 | 1 | Fitting Bulkhead 8-8 - 3116 08 00
SPEC-479110 | SPEC-146 | 1 | Hailea - HC500A - 110V
SPEC-479110 | SPEC-151 | 1 | PCB Control Board
SPEC-479110 | SPEC-161 | 6 | Hex Socket Countersunk Head Screw, ISO 10642, M4 x 0.7 mm Thread, 16 mm Long, SS
SPEC-479110 | SPEC-162 | 1 | Copper strip
SPEC-479110 | SPEC-164 | 1 | 80mm DC fan
SPEC-479110 | SPEC-165 | 4 | Socket Head Screw, ISO 4762, M4 x 0.7 mm Thread, 35 mm Long, SS
SPEC-479110 | SPEC-170 | 8 | Hex Socket Countersunk Head Screw, ISO 10642, M4 x 0.7 mm Thread, 12 mm Long
SPEC-479110 | SPEC-177 | 5 | Socket Head Screw, ISO 4762 M4 x 0.7 mm Thread, 10 mm Long, SS
SPEC-479110 | SPEC-180 | 1 | Fitting Elbow 1/8 to 8mm - 3199 08 10
SPEC-479110 | SPEC-181 | 1 | Fitting EQUAL CROSS 6mm - 3107 06 00
SPEC-479110 | SPEC-183 | 1 | Fitting Plug 8mm - 3126 08 00
SPEC-479110 | SPEC-184 | 1 | Fitting Union 6-8 mm - 3106 06 08
SPEC-479110 | SPEC-187 | 5 | Push in fitting RL31 Ø 6 1/8 - 2L31008
SPEC-479110 | SPEC-188 | 1 | Fitting Y tube 6mm - 3140 06 00
SPEC-479110 | SPEC-210 | 1 | Leaseir Logo Front Sticker
SPEC-479110 | SPEC-213 | 2 | Fuse 16A 250VAC - 0034.3129
SPEC-479110 | SPEC-216 | 1 | MHR Console Back
SPEC-479110 | SPEC-217 | 6 | M-F Hex Standoff Spacers, M3-05-5-2, 5mm, 5mm Long, M3, Brass
SPEC-479110 | SPEC-238 | 4 | Hex Socket Countersunk Head Screw, ISO 10642, M6 x 1.0 mm Thread, 20 mm Long, SS
SPEC-479110 | SPEC-241 | 2 | Socket Head Screw, ISO 4762 M4 x 0.7 mm Thread, 12 mm Long, SS
SPEC-479110 | SPEC-242 | 14 | Socket Head Screw, ISO 4762 M4 x 0.7 mm Thread, 16 mm Long, SS
SPEC-479110 | SPEC-245 | 1 | Caliport Support
SPEC-479110 | SPEC-247 | 1 | Power-supply Mount
SPEC-479110 | SPEC-248 | 1 | Power-supply Enclosure
SPEC-479110 | SPEC-171 | 2 | Motedis 28X150.5 M8
SPEC-479110 | SPEC-250 | 1 | Caliport
SPEC-479110 | SPEC-251 | 1 | MHR top tray
SPEC-479110 | SPEC-252 | 2 | Solenoid Valve - RSC-1
SPEC-479110 | SPEC-254 | 1 | Fitting Bulkhead 6-6 - 3116 06 00
SPEC-479110 | SPEC-255 | 1 | MHR Frontal Cover
SPEC-479110 | SPEC-256 | 1 | Stop switch EAO - 51-259.025
SPEC-479110 | SPEC-257 | 1 | Mains Power Switch - MSM_19_LA_CS_ST_2P
SPEC-479110 | SPEC-26 | 1 | Hanger port Spacer
SPEC-479110 | SPEC-265 | 2 | Screen support fixture
SPEC-479110 | SPEC-268 | 1 | HP Hanger Port
SPEC-479110 | SPEC-27 | 4 | Cover, Silentblocks (Color RAL 7012)
SPEC-479110 | SPEC-271 | 28 | Flat washer, ISO 7092, M4, 4.300 mm ID, 8 mm OD
SPEC-479110 | SPEC-272 | 2 | Socket Head Screw, ISO 4762 M8 x 1.25 mm Thread, 12 mm Long, SS
SPEC-479110 | SPEC-273 | 4 | ISO 4762 M3 x 0.5 mm Thread, 16 mm Long
SPEC-479110 | SPEC-274 | 10 | Flat washer, ISO 7092 M3, 3.200 mm ID, 6 mm OD, SS
SPEC-479110 | SPEC-276 | 10 | MOSS 0100210300VR M4 Countersunk Head, 16mm Nylon Slot Plain
SPEC-479110 | SPEC-296 | 4 | Clevis Pin Plane Washer, ISO 7092 M5, 5.300 mm ID, 9.0 mm OD, SS
SPEC-479110 | SPEC-3 | 1 | LNR Capacitor Enclosure
SPEC-479110 | SPEC-329 | 1 | Base (blue painted)
SPEC-479110 | SPEC-334 | 2.5 | ANTIFREEZE CC-30 [COOLANT-ANTIFREEZE CC 30%]
SPEC-479110 | SPEC-342 | 8 | Plain Washer, ISO 7089, M5, 5.3 mm ID, 10 mm OD, SS
SPEC-479110 | SPEC-4 | 1 | Crate Mount
SPEC-479110 | SPEC-400 | 4 | Socket Head Screw, ISO 4762 M5 x 0.8 mm Thread, 12 mm Long, SS
SPEC-479110 | SPEC-406 | 1 | Blue tube OD.8mm, ID.5.5mm, 25mts - 1025U08 04
SPEC-479110 | SPEC-407 | 1 | Blue tube OD.6mm, ID.4mm, 25mts - 1025U06 04
SPEC-479110 | SPEC-416 | 0.2 | O ring
SPEC-479110 | SPEC-543 | 1 | x4 Conn Cons Cover
SPEC-479110 | SPEC-420 | 4 | Connector M5 ferrule
SPEC-479110 | SPEC-421 | 4 | Connector M5 cotter
SPEC-479110 | SPEC-422 | 4 | M3 nut cover
SPEC-479110 | SPEC-423 | 4 | Pneumatic male fitting Ø4 - Harting 09 14 000 6153
SPEC-479110 | SPEC-436 | 1 | Mains EMI Filter - SFN2030B-16-06
SPEC-479110 | SPEC-449 | 4 | Socket Head Screw, ISO 4762 M4 x 0.7 mm Thread, 8 mm Long, SS
SPEC-479110 | SPEC-450 | 17 | Prevailing Torque Nut, M4 x 0.7 mm Thread, 5.3 mm High, Class 8, Zinc Plated
SPEC-479110 | SPEC-451 | 6 | Pan Head Screws, M4 x 0.70 mm Thread, 8mm Long, SS
SPEC-479110 | SPEC-453 | 1 | Airswitch - Herga 6872-AC
SPEC-479110 | SPEC-454 | 1 | Door Interlock NP2RX-BAG
SPEC-479110 | SPEC-455 | 2 | Pneumatic x3 Body - Harting 09 14 003 4501
SPEC-479110 | SPEC-457 | 12 | Prevailing Torque Nut, M3 x 0.5 mm Thread, 4 mm High, Class 8, Zinc Plated
SPEC-479110 | SPEC-470 | 1 | PCB Main Board MHR
SPEC-479110 | SPEC-148 | 1 | PCBA MHR-b Capcharger
SPEC-479110 | SPEC-473 | 1 | PCB Lambda relay
SPEC-479110 | SPEC-474 | 1 | PCB 12V Thermostat
SPEC-479110 | SPEC-480110 | 1 | MHR 110 Wirings
SPEC-479110 | SPEC-5 | 1 | b Mosfet Heat Spreader
SPEC-479110 | SPEC-509 | 4 | Rivet Nut M4
SPEC-479110 | SPEC-511 | 6 | M-F Hex Standoff Spacer, M3-10-5-2, 5mm, 10mm Long, M3, Brass
SPEC-479110 | SPEC-514 | 2 | Hex Socket Countersunk Head Screw, ISO 10642, M3 x 0.5 mm Thread, 10 mm Long, SS
SPEC-479110 | SPEC-516 | 2 | Prevailing torque High Nut, M10 x 1.5 mm Thread, Class 8, Zinc-Plated Steel
SPEC-479110 | SPEC-517 | 4 | Prevailing torque High Nut, M6 x 1.0 mm Thread, Class 8, Zinc-Plated Steel
SPEC-479110 | SPEC-518 | 2 | Socket Head Screw, ISO 4762 M5 x 0.8 mm Thread, 16 mm Long, SS
SPEC-479110 | SPEC-140 | 1 | Fitting Bulkhead 8-8 - 3116 08 00
SPEC-479110 | SPEC-528 | 1 | Insulation pipe - XG-06X006
SPEC-479110 | SPEC-552 | 4 | Grower Washer, M5, 5.4 mm ID, 8.8 mm OD, SS
SPEC-479110 | SPEC-553 | 10 | Grower washer, M4, 4.4 mm ID, 7 mm OD, SS
SPEC-479110 | SPEC-554 | 6 | Slotted Countersunk Head Screws, M3, Thread 12mm long, Nylon
SPEC-479110 | SPEC-555 | 4 | Pan Head Screw, M3 x 0.50 mm Thread, 8mm Long, SS
SPEC-479110 | SPEC-556 | 4 | Grower washer, M3, 3.4 mm ID, 5.6 mm OD, SS
SPEC-479110 | SPEC-579 | 2 | Hex Socket Countersunk Head Screw, ISO 10642, M5 x 0.8 mm Thread, 20 mm Long, SS
SPEC-479110 | SPEC-582 | 2 | Plain Washer, ISO 7089, M10, 10.5 mm ID, 20 mm OD, SS
SPEC-479110 | SPEC-583 | 6 | Hex Socket Countersunk Head Screw, ISO 10642, M5 x 0.8 mm Thread, 25 mm Long, SS
SPEC-479110 | SPEC-584 | 4 | Hex Socket Countersunk Head Screw, ISO 10642, M6 x 1 mm Thread, 40 mm Long, SS
SPEC-479110 | SPEC-585 | 4 | Oversized Washer, DIN 9021, 6.4 mm ID, 18 mm OD,SS
SPEC-479110 | SPEC-653 | 4 | Legris 3181_06_19 Fitting Round Body M5-6mm
SPEC-479110 | SPEC-660 | 1 | Advantech -SQF-SHMM2-64G-S9C
SPEC-479110 | SPEC-7 | 1 | Front Mount L
SPEC-479110 | SPEC-70 | 1 | CPU Heatsink
SPEC-479110 | SPEC-758 | 1 | Top Tray Gray Sticker
SPEC-479110 | SPEC-783 | 1 | 4G SO-DDR3-1600 RAM Memory
SPEC-479110 | SPEC-796 | 1 | Cap 1 tube-b
SPEC-479110 | SPEC-798 | 1 | Cap 4 tubes-b
SPEC-479110 | SPEC-8 | 1 | Front Mount R
SPEC-479110 | SPEC-9 | 1 | b Touchscreen support
SPEC-479110 | SPEC-94 | 1 | Coolant filter - RTF2004
SPEC-479110 | SPEC-95 | 1 | Capacitor - LNR1H684MSE
SPEC-479110 | SPEC-98 | 1 | Power Supply - Vega Lite 750
SPEC-479110 | SPEC-99 | 1 | Touchscreen - IDK-1115R-50XGA1
SPEC-479110 | SPEC-593 | 1 | Touchscreen gasket
SPEC-479110 | SPEC-486 | 4 | MHR Console label 110 - Spanish version
SPEC-479230 | SPEC-100 | 4 | Wheel
SPEC-479230 | SPEC-104 | 1 | Water pump
SPEC-479230 | SPEC-106 | 4 | Silentblock - 107083
SPEC-479230 | SPEC-116 | 1 | MIO-2263E-S3A1E
SPEC-479230 | SPEC-120 | 8 | Locknut, ISO 10511, M6 x 1.0 mm Thread, 6 mm High
SPEC-479230 | SPEC-123 | 8 | Locknut, ISO 10511 - M5 x 0.8 mm Thread, 5 mm High
SPEC-479230 | SPEC-133 | 2 | Motedis 28x515mm M8
SPEC-479230 | SPEC-134 | 6 | Socket head cap screw, ISO 4762 M8 x 1.25 mm Thread, 16 mm Long
SPEC-479230 | SPEC-135 | 2 | Socket head cap screw, ISO 4762 M10 x 1.5 mm Thread 100 mm Long
SPEC-479230 | SPEC-139 | 1 | Suction Al tube
SPEC-479230 | SPEC-140 | 1 | Fitting Bulkhead 8-8 - 3116 08 00
SPEC-479230 | SPEC-142 | 1 | Hailea - HC500A - 230V
SPEC-479230 | SPEC-151 | 1 | PCB Control Board
SPEC-479230 | SPEC-161 | 6 | Hex Socket Countersunk Head Screw, ISO 10642, M4 x 0.7 mm Thread, 16 mm Long, SS
SPEC-479230 | SPEC-162 | 1 | Copper strip
SPEC-479230 | SPEC-164 | 1 | 80mm DC fan
SPEC-479230 | SPEC-165 | 4 | Socket Head Screw, ISO 4762, M4 x 0.7 mm Thread, 35 mm Long, SS
SPEC-479230 | SPEC-170 | 8 | Hex Socket Countersunk Head Screw, ISO 10642, M4 x 0.7 mm Thread, 12 mm Long
SPEC-479230 | SPEC-177 | 5 | Socket Head Screw, ISO 4762 M4 x 0.7 mm Thread, 10 mm Long, SS
SPEC-479230 | SPEC-180 | 1 | Fitting Elbow 1/8 to 8mm - 3199 08 10
SPEC-479230 | SPEC-181 | 1 | Fitting EQUAL CROSS 6mm - 3107 06 00
SPEC-479230 | SPEC-183 | 1 | Fitting Plug 8mm - 3126 08 00
SPEC-479230 | SPEC-184 | 1 | Fitting Union 6-8 mm - 3106 06 08
SPEC-479230 | SPEC-187 | 5 | Push in fitting RL31 Ø 6 1/8 - 2L31008
SPEC-479230 | SPEC-188 | 1 | Fitting Y tube 6mm - 3140 06 00
SPEC-479230 | SPEC-214 | 2 | Fuse 10A 250VAC - 0034.3127
SPEC-479230 | SPEC-217 | 6 | M-F Hex Standoff Spacers, M3-05-5-2, 5mm, 5mm Long, M3, Brass
SPEC-479230 | SPEC-216 | 1 | MHR Console Back
SPEC-479230 | SPEC-238 | 4 | Hex Socket Countersunk Head Screw, ISO 10642, M6 x 1.0 mm Thread, 20 mm Long, SS
SPEC-479230 | SPEC-241 | 2 | Socket Head Screw, ISO 4762 M4 x 0.7 mm Thread, 12 mm Long, SS
SPEC-479230 | SPEC-242 | 14 | Socket Head Screw, ISO 4762 M4 x 0.7 mm Thread, 16 mm Long, SS
SPEC-479230 | SPEC-9 | 1 | b Touchscreen support
SPEC-479230 | SPEC-245 | 1 | Caliport Support
SPEC-479230 | SPEC-5 | 1 | b Mosfet Heat Spreader
SPEC-479230 | SPEC-247 | 1 | Power-supply Mount
SPEC-479230 | SPEC-248 | 1 | Power-supply Enclosure
SPEC-479230 | SPEC-171 | 2 | Motedis 28X150.5 M8
SPEC-479230 | SPEC-250 | 1 | Caliport
SPEC-479230 | SPEC-251 | 1 | MHR top tray
SPEC-479230 | SPEC-252 | 2 | Solenoid Valve - RSC-1
SPEC-479230 | SPEC-254 | 1 | Fitting Bulkhead 6-6 - 3116 06 00
SPEC-479230 | SPEC-255 | 1 | MHR Frontal Cover
SPEC-479230 | SPEC-256 | 1 | Stop switch EAO - 51-259.025
SPEC-479230 | SPEC-257 | 1 | Mains Power Switch - MSM_19_LA_CS_ST_2P
SPEC-479230 | SPEC-26 | 1 | Hanger port Spacer
SPEC-479230 | SPEC-265 | 2 | Screen support fixture
SPEC-479230 | SPEC-27 | 4 | Cover, Silentblocks (Color RAL 7012)
SPEC-479230 | SPEC-271 | 28 | Flat washer, ISO 7092, M4, 4.300 mm ID, 8 mm OD
SPEC-479230 | SPEC-272 | 2 | Socket Head Screw, ISO 4762 M8 x 1.25 mm Thread, 12 mm Long, SS
SPEC-479230 | SPEC-273 | 4 | ISO 4762 M3 x 0.5 mm Thread, 16 mm Long
SPEC-479230 | SPEC-274 | 10 | Flat washer, ISO 7092 M3, 3.200 mm ID, 6 mm OD, SS
SPEC-479230 | SPEC-276 | 10 | MOSS 0100210300VR M4 Countersunk Head, 16mm Nylon Slot Plain
SPEC-479230 | SPEC-296 | 4 | Clevis Pin Plane Washer, ISO 7092 M5, 5.300 mm ID, 9.0 mm OD, SS
SPEC-479230 | SPEC-3 | 1 | LNR Capacitor Enclosure
SPEC-479230 | SPEC-329 | 1 | Base (blue painted)
SPEC-479230 | SPEC-342 | 8 | Plain Washer, ISO 7089, M5, 5.3 mm ID, 10 mm OD, SS
SPEC-479230 | SPEC-4 | 1 | Crate Mount
SPEC-479230 | SPEC-400 | 4 | Socket Head Screw, ISO 4762 M5 x 0.8 mm Thread, 12 mm Long, SS
SPEC-479230 | SPEC-406 | 1 | Blue tube OD.8mm, ID.5.5mm, 25mts - 1025U08 04
SPEC-479230 | SPEC-407 | 1 | Blue tube OD.6mm, ID.4mm, 25mts - 1025U06 04
SPEC-479230 | SPEC-416 | 0.2 | O ring
SPEC-479230 | SPEC-543 | 1 | x4 Conn Cons Cover
SPEC-479230 | SPEC-423 | 4 | Pneumatic male fitting Ø4 - Harting 09 14 000 6153
SPEC-479230 | SPEC-436 | 1 | Mains EMI Filter - SFN2030B-16-06
SPEC-479230 | SPEC-449 | 4 | Socket Head Screw, ISO 4762 M4 x 0.7 mm Thread, 8 mm Long, SS
SPEC-479230 | SPEC-450 | 17 | Prevailing Torque Nut, M4 x 0.7 mm Thread, 5.3 mm High, Class 8, Zinc Plated
SPEC-479230 | SPEC-451 | 6 | Pan Head Screws, M4 x 0.70 mm Thread, 8mm Long, SS
SPEC-479230 | SPEC-454 | 1 | Door Interlock NP2RX-BAG
SPEC-479230 | SPEC-455 | 2 | Pneumatic x3 Body - Harting 09 14 003 4501
SPEC-479230 | SPEC-457 | 12 | Prevailing Torque Nut, M3 x 0.5 mm Thread, 4 mm High, Class 8, Zinc Plated
SPEC-479230 | SPEC-470 | 1 | PCB Main Board MHR
SPEC-479230 | SPEC-148 | 1 | PCBA MHR-b Capcharger
SPEC-479230 | SPEC-473 | 1 | PCB Lambda relay
SPEC-479230 | SPEC-474 | 1 | PCB 12V Thermostat
SPEC-479230 | SPEC-480230 | 1 | MHR 230 Wirings
SPEC-479230 | SPEC-509 | 4 | Rivet Nut M4
SPEC-479230 | SPEC-511 | 6 | M-F Hex Standoff Spacer, M3-10-5-2, 5mm, 10mm Long, M3, Brass
SPEC-479230 | SPEC-514 | 2 | Hex Socket Countersunk Head Screw, ISO 10642, M3 x 0.5 mm Thread, 10 mm Long, SS
SPEC-479230 | SPEC-516 | 2 | Prevailing torque High Nut, M10 x 1.5 mm Thread, Class 8, Zinc-Plated Steel
SPEC-479230 | SPEC-517 | 4 | Prevailing torque High Nut, M6 x 1.0 mm Thread, Class 8, Zinc-Plated Steel
SPEC-479230 | SPEC-518 | 2 | Socket Head Screw, ISO 4762 M5 x 0.8 mm Thread, 16 mm Long, SS
SPEC-479230 | SPEC-140 | 1 | Fitting Bulkhead 8-8 - 3116 08 00
SPEC-479230 | SPEC-528 | 1 | Insulation pipe - XG-06X006
SPEC-479230 | SPEC-552 | 4 | Grower Washer, M5, 5.4 mm ID, 8.8 mm OD, SS
SPEC-479230 | SPEC-553 | 10 | Grower washer, M4, 4.4 mm ID, 7 mm OD, SS
SPEC-479230 | SPEC-554 | 6 | Slotted Countersunk Head Screws, M3, Thread 12mm long, Nylon
SPEC-479230 | SPEC-555 | 4 | Pan Head Screw, M3 x 0.50 mm Thread, 8mm Long, SS
SPEC-479230 | SPEC-556 | 4 | Grower washer, M3, 3.4 mm ID, 5.6 mm OD, SS
SPEC-479230 | SPEC-579 | 2 | Hex Socket Countersunk Head Screw, ISO 10642, M5 x 0.8 mm Thread, 20 mm Long, SS
SPEC-479230 | SPEC-582 | 2 | Plain Washer, ISO 7089, M10, 10.5 mm ID, 20 mm OD, SS
SPEC-479230 | SPEC-583 | 4 | Hex Socket Countersunk Head Screw, ISO 10642, M5 x 0.8 mm Thread, 25 mm Long, SS
SPEC-479230 | SPEC-584 | 4 | Hex Socket Countersunk Head Screw, ISO 10642, M6 x 1 mm Thread, 40 mm Long, SS
SPEC-479230 | SPEC-585 | 4 | Oversized Washer, DIN 9021, 6.4 mm ID, 18 mm OD,SS
SPEC-479230 | SPEC-653 | 4 | Legris 3181_06_19 Fitting Round Body M5-6mm
SPEC-479230 | SPEC-660 | 1 | Advantech -SQF-SHMM2-64G-S9C
SPEC-479230 | SPEC-7 | 1 | Front Mount L
SPEC-479230 | SPEC-70 | 1 | CPU Heatsink
SPEC-479230 | SPEC-758 | 1 | Top Tray Gray Sticker
SPEC-479230 | SPEC-783 | 1 | 4G SO-DDR3-1600 RAM Memory
SPEC-479230 | SPEC-796 | 1 | Cap 1 tube-b
SPEC-479230 | SPEC-798 | 1 | Cap 4 tubes-b
SPEC-479230 | SPEC-8 | 1 | Front Mount R
SPEC-479230 | SPEC-94 | 1 | Coolant filter - RTF2004
SPEC-479230 | SPEC-95 | 1 | Capacitor - LNR1H684MSE
SPEC-479230 | SPEC-98 | 1 | Power Supply - Vega Lite 750
SPEC-479230 | SPEC-99 | 1 | Touchscreen - IDK-1115R-50XGA1
SPEC-479230 | SPEC-268 | 1 | HP Hanger Port
SPEC-479230 | SPEC-210 | 1 | Leaseir Logo Front Sticker
SPEC-479230 | SPEC-334 | 2.5 | ANTIFREEZE CC-30 [COOLANT-ANTIFREEZE CC 30%]
SPEC-479230 | SPEC-453 | 1 | Airswitch - Herga 6872-AC
SPEC-479230 | SPEC-593 | 1 | Touchscreen gasket
SPEC-479230 | SPEC-485 | 4 | MHR Console label 230 - English version
SPEC-482 | SPEC-117 | 1 | HP sticker plate
SPEC-482 | SPEC-271 | 2 | Flat washer, ISO 7092, M4, 4.300 mm ID, 8 mm OD
SPEC-482 | SPEC-275 | 1 | Socket Head Screw, ISO 4762 M3 x 0.5 mm Thread, 12 mm Long, 18-8 SS
SPEC-482 | SPEC-282 | 1 | YAXINY 002192 LANYARD
SPEC-482 | SPEC-289 | 1 | HP sticker cover
SPEC-482 | SPEC-295 | 4 | Socket Head Screw, ISO 4762 M5 x 0.8 mm Thread, 10 mm Long, SS
SPEC-482 | SPEC-296 | 4 | Clevis Pin Plane Washer, ISO 7092 M5, 5.300 mm ID, 9.0 mm OD, SS
SPEC-482 | SPEC-297 | 1 | Socket Head Screw, ISO 4762 M5 x 0.8 mm Thread, 6 mm Long, SS
SPEC-482 | SPEC-30 | 1 | HP Hanger clip
SPEC-482 | SPEC-320 | 1 | Lanyard Screw 10258/AS-M3
SPEC-482 | SPEC-323 | 1 | Hex Nut, DIN 934, M3 x 0.5 mm Thread, Zinc-Plated, Class 8
SPEC-482 | SPEC-324 | 1 | Pan Head Screw, MOSS 0080150000VR M3x30, Thread Length 30.0 mm, PA
SPEC-482 | SPEC-327 | 1 | Legris - 3106 04 06 - Union 6-4mm
SPEC-482 | SPEC-328 | 2 | RS PRO Insulated Ring Terminal, M4 Stud Size, 2.5mm² to 6mm² Wire Size, Yellow
SPEC-482 | SPEC-362 | 1 | MHR-b R cover + Hanger
SPEC-482 | SPEC-367 | 1 | HP Seal 810
SPEC-482 | SPEC-368 | 1 | Multimec 1PS-06
SPEC-482 | SPEC-369 | 1 | Multimec 5GTH9XX
SPEC-482 | SPEC-370 | 1 | Switch Holder
SPEC-482 | SPEC-429 | 1 | Single window
SPEC-482 | SPEC-441 | 4 | Fitting M5 4mm 90 - 3169 04 19
SPEC-482 | SPEC-442 | 4 | O ring 2x1
SPEC-482 | SPEC-444 | 2 | Pan Head Screw, ISO 7045 M4 x 0.70 mm Thread, 6mm Long, SS
SPEC-482 | SPEC-461OER | 1 | ASM Single Tip
SPEC-482 | SPEC-487 | 1 | PCB Buffer ASM
SPEC-482 | SPEC-496 | 1 | Sherlock Female Connector Housing, 2mm Pitch, 6 Way, 1 Row
SPEC-482 | SPEC-50 | 1 | MHR-b HP Cover L
SPEC-482 | SPEC-514 | 1 | Hex Socket Countersunk Head Screw, ISO 10642, M3 x 0.5 mm Thread, 10 mm Long, SS
SPEC-482 | SPEC-553 | 2 | Grower washer, M4, 4.4 mm ID, 7 mm OD, SS
SPEC-482 | SPEC-559 | 4 | Socket Head Screw, ISO 4762 M2 x 0.4 mm Thread, 12 mm Long, SS
SPEC-482 | SPEC-560 | 4 | Slotted Countersunk Head Screws, M3, Thread 10mm long, Nylon
SPEC-482 | SPEC-561 | 1 | O ring 3.5x2
SPEC-482 | SPEC-779 | 6 | 2.00mm Pitch, Micro-Latch Female Crimp Terminal, Tin (Sn) Plating, 24-30 AWG
SPEC-482 | SPEC-83 | 1 | Lasermet AP-32x16
SPEC-482 | SPEC-86 | 1 | Monocrom - LBS-8010-8x8-2-1S diode laser head
SPEC-482 | SPEC-497 | 4 | Leaseir MHR Laser System Handpiece Single 810 - English version
SPEC-482 | SPEC-258 | 1 | MHR CA Umbilical
SPEC-482 | SPEC-465_c | 1 | Sensors 10Bs
SPEC-483 | SPEC-117 | 1 | HP sticker plate
SPEC-483 | SPEC-271 | 2 | Flat washer, ISO 7092, M4, 4.300 mm ID, 8 mm OD
SPEC-483 | SPEC-275 | 1 | Socket Head Screw, ISO 4762 M3 x 0.5 mm Thread, 12 mm Long, 18-8 SS
SPEC-483 | SPEC-282 | 1 | YAXINY 002192 LANYARD
SPEC-483 | SPEC-289 | 1 | HP sticker cover
SPEC-483 | SPEC-295 | 4 | Socket Head Screw, ISO 4762 M5 x 0.8 mm Thread, 10 mm Long, SS
SPEC-483 | SPEC-296 | 4 | Clevis Pin Plane Washer, ISO 7092 M5, 5.300 mm ID, 9.0 mm OD, SS
SPEC-483 | SPEC-297 | 1 | Socket Head Screw, ISO 4762 M5 x 0.8 mm Thread, 6 mm Long, SS
SPEC-483 | SPEC-30 | 1 | HP Hanger clip
SPEC-483 | SPEC-320 | 1 | Lanyard Screw 10258/AS-M3
SPEC-483 | SPEC-323 | 1 | Hex Nut, DIN 934, M3 x 0.5 mm Thread, Zinc-Plated, Class 8
SPEC-483 | SPEC-324 | 1 | Pan Head Screw, MOSS 0080150000VR M3x30, Thread Length 30.0 mm, PA
SPEC-483 | SPEC-327 | 1 | Legris - 3106 04 06 - Union 6-4mm
SPEC-483 | SPEC-328 | 2 | RS PRO Insulated Ring Terminal, M4 Stud Size, 2.5mm² to 6mm² Wire Size, Yellow
SPEC-483 | SPEC-350 | 1 | Monocrom - 1ENSPSTM90-026, 808nm diode+Dual Prism
SPEC-483 | SPEC-362 | 1 | MHR-b R cover + Hanger
SPEC-483 | SPEC-367 | 1 | HP Seal 810
SPEC-483 | SPEC-368 | 1 | Multimec 1PS-06
SPEC-483 | SPEC-369 | 1 | Multimec 5GTH9XX
SPEC-483 | SPEC-370 | 1 | Switch Holder
SPEC-483 | SPEC-431 | 1 | Dual window
SPEC-483 | SPEC-442 | 4 | O ring 2x1
SPEC-483 | SPEC-443 | 1 | O ring 33x1.5
SPEC-483 | SPEC-444 | 2 | Pan Head Screw, ISO 7045 M4 x 0.70 mm Thread, 6mm Long, SS
SPEC-483 | SPEC-487 | 1 | PCB Buffer ASM
SPEC-483 | SPEC-496 | 1 | Sherlock Female Connector Housing, 2mm Pitch, 6 Way, 1 Row
SPEC-483 | SPEC-50 | 1 | MHR-b HP Cover L
SPEC-483 | SPEC-514 | 1 | Hex Socket Countersunk Head Screw, ISO 10642, M3 x 0.5 mm Thread, 10 mm Long, SS
SPEC-483 | SPEC-553 | 2 | Grower washer, M4, 4.4 mm ID, 7 mm OD, SS
SPEC-483 | SPEC-559 | 4 | Socket Head Screw, ISO 4762 M2 x 0.4 mm Thread, 12 mm Long, SS
SPEC-483 | SPEC-560 | 4 | Slotted Countersunk Head Screws, M3, Thread 10mm long, Nylon
SPEC-483 | SPEC-561 | 1 | O ring 3.5x2
SPEC-483 | SPEC-779 | 6 | 2.00mm Pitch, Micro-Latch Female Crimp Terminal, Tin (Sn) Plating, 24-30 AWG
SPEC-483 | SPEC-83 | 1 | Lasermet AP-32x16
SPEC-483 | SPEC-464OER | 1 | ASM Dual Tip
SPEC-483 | SPEC-500 | 4 | Leaseir MHR Laser System Handpiece Dual 810 - English version
SPEC-483 | SPEC-258 | 1 | MHR CA Umbilical
SPEC-483 | SPEC-354_c | 1 | Sensors 20Bs
SPEC-484 | SPEC-117 | 1 | HP sticker plate
SPEC-484 | SPEC-258 | 1 | MHR CA Umbilical
SPEC-484 | SPEC-271 | 2 | Flat washer, ISO 7092, M4, 4.300 mm ID, 8 mm OD
SPEC-484 | SPEC-275 | 1 | Socket Head Screw, ISO 4762 M3 x 0.5 mm Thread, 12 mm Long, 18-8 SS
SPEC-484 | SPEC-282 | 1 | YAXINY 002192 LANYARD
SPEC-484 | SPEC-289 | 1 | HP sticker cover
SPEC-484 | SPEC-295 | 4 | Socket Head Screw, ISO 4762 M5 x 0.8 mm Thread, 10 mm Long, SS
SPEC-484 | SPEC-296 | 4 | Clevis Pin Plane Washer, ISO 7092 M5, 5.300 mm ID, 9.0 mm OD, SS
SPEC-484 | SPEC-297 | 1 | Socket Head Screw, ISO 4762 M5 x 0.8 mm Thread, 6 mm Long, SS
SPEC-484 | SPEC-30 | 1 | HP Hanger clip
SPEC-484 | SPEC-320 | 1 | Lanyard Screw 10258/AS-M3
SPEC-484 | SPEC-323 | 1 | Hex Nut, DIN 934, M3 x 0.5 mm Thread, Zinc-Plated, Class 8
SPEC-484 | SPEC-324 | 1 | Pan Head Screw, MOSS 0080150000VR M3x30, Thread Length 30.0 mm, PA
SPEC-484 | SPEC-327 | 1 | Legris - 3106 04 06 - Union 6-4mm
SPEC-484 | SPEC-328 | 2 | RS PRO Insulated Ring Terminal, M4 Stud Size, 2.5mm² to 6mm² Wire Size, Yellow
SPEC-484 | SPEC-362 | 1 | MHR-b R cover + Hanger
SPEC-484 | SPEC-367 | 1 | HP Seal 810
SPEC-484 | SPEC-368 | 1 | Multimec 1PS-06
SPEC-484 | SPEC-369 | 1 | Multimec 5GTH9XX
SPEC-484 | SPEC-370 | 1 | Switch Holder
SPEC-484 | SPEC-430 | 1 | Quad window
SPEC-484 | SPEC-442 | 4 | O ring 2x1
SPEC-484 | SPEC-443 | 1 | O ring 33x1.5
SPEC-484 | SPEC-444 | 2 | Pan Head Screw, ISO 7045 M4 x 0.70 mm Thread, 6mm Long, SS
SPEC-484 | SPEC-459OER | 1 | ASM Quad Tip
SPEC-484 | SPEC-487 | 1 | PCB Buffer ASM
SPEC-484 | SPEC-496 | 1 | Sherlock Female Connector Housing, 2mm Pitch, 6 Way, 1 Row
SPEC-484 | SPEC-50 | 1 | MHR-b HP Cover L
SPEC-484 | SPEC-503 | 4 | Leaseir MHR Laser System Handpiece Quad 810 - English version
SPEC-484 | SPEC-514 | 1 | Hex Socket Countersunk Head Screw, ISO 10642, M3 x 0.5 mm Thread, 10 mm Long, SS
SPEC-484 | SPEC-553 | 2 | Grower washer, M4, 4.4 mm ID, 7 mm OD, SS
SPEC-484 | SPEC-559 | 4 | Socket Head Screw, ISO 4762 M2 x 0.4 mm Thread, 12 mm Long, SS
SPEC-484 | SPEC-560 | 4 | Slotted Countersunk Head Screws, M3, Thread 10mm long, Nylon
SPEC-484 | SPEC-561 | 1 | O ring 3.5x2
SPEC-484 | SPEC-735 | 1 | Quad 25,5x14,5 Prism
SPEC-484 | SPEC-779 | 6 | 2.00mm Pitch, Micro-Latch Female Crimp Terminal, Tin (Sn) Plating, 24-30 AWG
SPEC-484 | SPEC-83 | 1 | Lasermet AP-32x16
SPEC-484 | SPEC-903 | 1 | Monocrom Laser Diode, 20 bars, 810 nm , 200A, 4000W
SPEC-484 | SPEC-354_c | 1 | Sensors 20Bs
SPEC-586110D_c | SPEC-225_c | 1 | Stage 6 MHR Xcell - 110 Console, Final Unpacked
SPEC-586110D_c | SPEC-330 | 1 | LEASEIR DUAL 810-b Handpiece
SPEC-586110D_c | SPEC-232 | 1 | Dual HP Calibration Port
SPEC-586110D_c | SPEC-880 | 1 | Leaseir MHR Xcell Console Shipping Crate
SPEC-586110D_c | SPEC-279 | 1 | Textile cover
SPEC-586110D_c | SPEC-845 | 1 | MHR Back foam
SPEC-586110D_c | SPEC-846 | 1 | MHR Front foam
SPEC-586110D_c | SPEC-847 | 2 | MHR Side foam
SPEC-586110D_c | SPEC-848 | 1 | MHR L/R U-foam
SPEC-586110D_c | SPEC-525 | 2 | Anti-tip label - TIP-N-TELL
SPEC-586110D_c | SPEC-615 | 1 | MHR-b Hanger port
SPEC-586110D_c | SPEC-454 | 1 | Door Interlock NP2RX-BAG
SPEC-586110D_c | SPEC-303 | 1 | IEC C19 Power Cord
SPEC-586110D_c | SPEC-97 | 1 | MHR Handpiece hardcase + Foam
SPEC-586110D_c | SPEC-753 | 2 | Operator goggles 750-1100 nm O.D7+
SPEC-586110D_c | SPEC-281 | 1 | PAT patient blinds
SPEC-586110D_c | SPEC-873 | 1 | Document Briefcase
SPEC-586110D_c | SPEC-566 | 1 | Interlock protector
SPEC-586110D_c | SPEC-322 | 2 | Socket Head Screw, ISO 4762 M3 x 0.5 mm Thread, 8 mm Long, SS
SPEC-586110Q_c | SPEC-225_c | 1 | Stage 6 MHR Xcell - 110 Console, Final Unpacked
SPEC-586110Q_c | SPEC-394 | 1 | LEASEIR QUAD 810-b Handpiece
SPEC-586110Q_c | SPEC-226 | 1 | Quad HP Calibration Port
SPEC-586110Q_c | SPEC-880 | 1 | Leaseir MHR Xcell Console Shipping Crate
SPEC-586110Q_c | SPEC-279 | 1 | Textile cover
SPEC-586110Q_c | SPEC-845 | 1 | MHR Back foam
SPEC-586110Q_c | SPEC-846 | 1 | MHR Front foam
SPEC-586110Q_c | SPEC-847 | 2 | MHR Side foam
SPEC-586110Q_c | SPEC-848 | 1 | MHR L/R U-foam
SPEC-586110Q_c | SPEC-525 | 2 | Anti-tip label - TIP-N-TELL
SPEC-586110Q_c | SPEC-615 | 1 | MHR-b Hanger port
SPEC-586110Q_c | SPEC-454 | 1 | Door Interlock NP2RX-BAG
SPEC-586110Q_c | SPEC-303 | 1 | IEC C19 Power Cord
SPEC-586110Q_c | SPEC-97 | 1 | MHR Handpiece hardcase + Foam
SPEC-586110Q_c | SPEC-753 | 2 | Operator goggles 750-1100 nm O.D7+
SPEC-586110Q_c | SPEC-281 | 1 | PAT patient blinds
SPEC-586110Q_c | SPEC-873 | 1 | Document Briefcase
SPEC-586110Q_c | SPEC-566 | 1 | Interlock protector
SPEC-586110Q_c | SPEC-322 | 2 | Socket Head Screw, ISO 4762 M3 x 0.5 mm Thread, 8 mm Long, SS
SPEC-586110_c | SPEC-225_c | 1 | Stage 6 MHR Xcell - 110 Console, Final Unpacked
SPEC-586110_c | SPEC-880 | 1 | Leaseir MHR Xcell Console Shipping Crate
SPEC-586110_c | SPEC-279 | 1 | Textile cover
SPEC-586110_c | SPEC-845 | 1 | MHR Back foam
SPEC-586110_c | SPEC-846 | 1 | MHR Front foam
SPEC-586110_c | SPEC-847 | 2 | MHR Side foam
SPEC-586110_c | SPEC-848 | 1 | MHR L/R U-foam
SPEC-586110_c | SPEC-525 | 2 | Anti-tip label - TIP-N-TELL
SPEC-586110_c | SPEC-213 | 1 | Fuse 16A 250VAC - 0034.3129
SPEC-586110_c | SPEC-615 | 1 | MHR-b Hanger port
SPEC-586110_c | SPEC-870 | 2 | Male thumbscrew knob, M4x16mm (ASM-2189)
SPEC-586110_c | SPEC-454 | 1 | Door Interlock NP2RX-BAG
SPEC-586110_c | SPEC-303 | 1 | IEC C19 Power Cord
SPEC-586110_c | SPEC-811 | 1 | Allen Wrench 1.5mm
SPEC-586110_c | SPEC-812 | 1 | Allen Wrench 2.5mm
SPEC-586110_c | SPEC-813 | 1 | Plastic Zip Bag, 8x12 cm
SPEC-586110_c | SPEC-566 | 1 | Interlock protector
SPEC-586110_c | SPEC-322 | 1 | Socket Head Screw, ISO 4762 M3 x 0.5 mm Thread, 8 mm Long, SS
SPEC-586230D_c | SPEC-212_c | 1 | Stage 6 MHR Xcell - 230 Console, Final Unpacked
SPEC-586230D_c | SPEC-330 | 1 | LEASEIR DUAL 810-b Handpiece
SPEC-586230D_c | SPEC-232 | 1 | Dual HP Calibration Port
SPEC-586230D_c | SPEC-880 | 1 | Leaseir MHR Xcell Console Shipping Crate
SPEC-586230D_c | SPEC-279 | 1 | Textile cover
SPEC-586230D_c | SPEC-845 | 1 | MHR Back foam
SPEC-586230D_c | SPEC-846 | 1 | MHR Front foam
SPEC-586230D_c | SPEC-847 | 2 | MHR Side foam
SPEC-586230D_c | SPEC-848 | 1 | MHR L/R U-foam
SPEC-586230D_c | SPEC-525 | 2 | Anti-tip label - TIP-N-TELL
SPEC-586230D_c | SPEC-615 | 1 | MHR-b Hanger port
SPEC-586230D_c | SPEC-454 | 1 | Door Interlock NP2RX-BAG
SPEC-586230D_c | SPEC-303 | 1 | IEC C19 Power Cord
SPEC-586230D_c | SPEC-97 | 1 | MHR Handpiece hardcase + Foam
SPEC-586230D_c | SPEC-753 | 2 | Operator goggles 750-1100 nm O.D7+
SPEC-586230D_c | SPEC-281 | 1 | PAT patient blinds
SPEC-586230D_c | SPEC-873 | 1 | Document Briefcase
SPEC-586230D_c | SPEC-566 | 1 | Interlock protector
SPEC-586230D_c | SPEC-322 | 2 | Socket Head Screw, ISO 4762 M3 x 0.5 mm Thread, 8 mm Long, SS
SPEC-586230Q_c | SPEC-212_c | 1 | Stage 6 MHR Xcell - 230 Console, Final Unpacked
SPEC-586230Q_c | SPEC-394 | 1 | LEASEIR QUAD 810-b Handpiece
SPEC-586230Q_c | SPEC-226 | 1 | Quad HP Calibration Port
SPEC-586230Q_c | SPEC-880 | 1 | Leaseir MHR Xcell Console Shipping Crate
SPEC-586230Q_c | SPEC-279 | 1 | Textile cover
SPEC-586230Q_c | SPEC-845 | 1 | MHR Back foam
SPEC-586230Q_c | SPEC-846 | 1 | MHR Front foam
SPEC-586230Q_c | SPEC-847 | 2 | MHR Side foam
SPEC-586230Q_c | SPEC-848 | 1 | MHR L/R U-foam
SPEC-586230Q_c | SPEC-525 | 2 | Anti-tip label - TIP-N-TELL
SPEC-586230Q_c | SPEC-615 | 1 | MHR-b Hanger port
SPEC-586230Q_c | SPEC-454 | 1 | Door Interlock NP2RX-BAG
SPEC-586230Q_c | SPEC-303 | 1 | IEC C19 Power Cord
SPEC-586230Q_c | SPEC-97 | 1 | MHR Handpiece hardcase + Foam
SPEC-586230Q_c | SPEC-753 | 2 | Operator goggles 750-1100 nm O.D7+
SPEC-586230Q_c | SPEC-281 | 1 | PAT patient blinds
SPEC-586230Q_c | SPEC-873 | 1 | Document Briefcase
SPEC-586230Q_c | SPEC-566 | 1 | Interlock protector
SPEC-586230Q_c | SPEC-322 | 2 | Socket Head Screw, ISO 4762 M3 x 0.5 mm Thread, 8 mm Long, SS
SPEC-586230_c | SPEC-212_c | 1 | Stage 6 MHR Xcell - 230 Console, Final Unpacked
SPEC-586230_c | SPEC-880 | 1 | Leaseir MHR Xcell Console Shipping Crate
SPEC-586230_c | SPEC-279 | 1 | Textile cover
SPEC-586230_c | SPEC-845 | 1 | MHR Back foam
SPEC-586230_c | SPEC-846 | 1 | MHR Front foam
SPEC-586230_c | SPEC-847 | 2 | MHR Side foam
SPEC-586230_c | SPEC-848 | 1 | MHR L/R U-foam
SPEC-586230_c | SPEC-525 | 2 | Anti-tip label - TIP-N-TELL
SPEC-586230_c | SPEC-214 | 2 | Fuse 10A 250VAC - 0034.3127
SPEC-586230_c | SPEC-615 | 1 | MHR-b Hanger port
SPEC-586230_c | SPEC-870 | 2 | Male thumbscrew knob, M4x16mm (ASM-2189)
SPEC-586230_c | SPEC-454 | 1 | Door Interlock NP2RX-BAG
SPEC-586230_c | SPEC-303 | 1 | IEC C19 Power Cord
SPEC-586230_c | SPEC-811 | 1 | Allen Wrench 1.5mm
SPEC-586230_c | SPEC-812 | 1 | Allen Wrench 2.5mm
SPEC-586230_c | SPEC-813 | 1 | Plastic Zip Bag, 8x12 cm
SPEC-586230_c | SPEC-566 | 1 | Interlock protector
SPEC-586230_c | SPEC-322 | 2 | Socket Head Screw, ISO 4762 M3 x 0.5 mm Thread, 8 mm Long, SS
SPEC-594_c | SPEC-111 | 4 | Pneumatic female contact 3mm - 09 14 000 6257
SPEC-594_c | SPEC-290 | 2 | Harting lever - 09 00 0005221
SPEC-594_c | SPEC-291 | 1 | Harting Hinged 4mod frame - 09 14 016 0313
SPEC-594_c | SPEC-292 | 1 | Harting 8 signal male - 09 14 008 2634
SPEC-594_c | SPEC-293 | 1 | Harting x2 40A male - 09 14 002 2601
SPEC-594_c | SPEC-298 | 1.85 | PVC hose L=1850mm
SPEC-594_c | SPEC-300 | 2.35 | RTAP ZH CPR 8x0.2 - 24AWG*8c in sleeve (Ascable-Recael)
SPEC-594_c | SPEC-336 | 2 | Crimp end ferrule, Insulated, 8mm Pin, Black 16AWG 1.5mm²
SPEC-594_c | SPEC-340 | 1 | Flat-tip Screw, DIN 913, M5 x 0.8 mm Thread, 6 mm Long, SS
SPEC-594_c | SPEC-342 | 4 | Plain Washer, ISO 7089, M5, 5.3 mm ID, 10 mm OD, SS
SPEC-594_c | SPEC-35 | 1 | MHR-b Umbilical Ferrule
SPEC-594_c | SPEC-36 | 1 | b - HP connector enclosure x4
SPEC-594_c | SPEC-418 | 2.35 | Clear tube, OD.4mm, ID.2,5mm, 25mts - 1025U04R08
SPEC-594_c | SPEC-455 | 2 | Pneumatic x3 Body - Harting 09 14 003 4501
SPEC-594_c | SPEC-494 | 4.7 | Blue tube, OD.4mm, ID.2,5mm, 25mts - 1025U0404
SPEC-594_c | SPEC-597 | 2.35 | Black tube, OD.4mm, ID.2.5mm, 25mts - 1025U04R01
SPEC-594_c | SPEC-600 | 0.15 | Green/Yellow wire, UL1015,16AWG
SPEC-594_c | SPEC-623 | 1 | Flat Tip Screw, ISO 4026, M3 x0.5 mm Thread , 6 mm Long, SS
SPEC-594_c | SPEC-780 | 2.4 | 12AWG TS Wire, OD:4.6mm, Color:Blue
SPEC-594_c | SPEC-781 | 2.4 | 12AWG TS Wire, OD:4.6mm, Color:Red
SPEC-594_c | SPEC-832 | 4 | Plain Stainless Steel Hex Socket Grub Screw , DIN 916, M5 x 0.8 mm Thread x 12mm Long
SPEC-594_c | SPEC-855 | 2 | Expandable Braided Tin Plated Copper Cable Sleeve, 12.5mm Diameter, 10m Length
SPEC-594_c | SPEC-923 | 1 | Umbilical strain relief
SPEC-594_c | SPEC-926 | 2 | Threaded Insert, Brass, M3
SPEC-594_c | SPEC-496 | 1 | Sherlock Female Connector Housing, 2mm Pitch, 6 Way, 1 Row
SPEC-615 | SPEC-40 | 1 | Painted MHR-b Hanger port mount
SPEC-615 | SPEC-33 | 1 | Hanger Port L
SPEC-615 | SPEC-937 | 1 | MHR-b Umbilical strain relief support
SPEC-615 | SPEC-616 | 4 | Hex Socket Countersunk Head Screw, ISO 10642, M5 x 0.8 mm Thread, 10 mm Long, SS
SPEC-617D_c | SPEC-330 | 1 | LEASEIR DUAL 810-b Handpiece
SPEC-617D_c | SPEC-232 | 1 | Dual HP Calibration Port
SPEC-617D_c | SPEC-97 | 1 | MHR Handpiece hardcase + Foam
SPEC-617D_c | SPEC-753 | 2 | Operator goggles 750-1100 nm O.D7+
SPEC-617D_c | SPEC-281 | 1 | PAT patient blinds
SPEC-617D_c | SPEC-282 | 1 | YAXINY 002192 LANYARD
SPEC-617D_c | SPEC-368 | 1 | Multimec 1PS-06
SPEC-617D_c | SPEC-813 | 1 | Plastic Zip Bag, 8x12 cm
SPEC-617D_c | SPEC-873 | 1 | Document Briefcase
SPEC-617D_c | SPEC-822 | 1 | Sontara Multipurpose EC Wipe, Optical paper, 30x38 cm sheets
SPEC-617D_c | SPEC-811 | 1 | Allen Wrench 1.5mm
SPEC-617Q_c | SPEC-394 | 1 | LEASEIR QUAD 810-b Handpiece
SPEC-617Q_c | SPEC-226 | 1 | Quad HP Calibration Port
SPEC-617Q_c | SPEC-97 | 1 | MHR Handpiece hardcase + Foam
SPEC-617Q_c | SPEC-753 | 2 | Operator goggles 750-1100 nm O.D7+
SPEC-617Q_c | SPEC-281 | 1 | PAT patient blinds
SPEC-617Q_c | SPEC-282 | 1 | YAXINY 002192 LANYARD
SPEC-617Q_c | SPEC-368 | 1 | Multimec 1PS-06
SPEC-617Q_c | SPEC-813 | 1 | Plastic Zip Bag, 8x12 cm
SPEC-617Q_c | SPEC-873 | 1 | Document Briefcase
SPEC-617Q_c | SPEC-822 | 1 | Sontara Multipurpose EC Wipe, Optical paper, 30x38 cm sheets
SPEC-617Q_c | SPEC-811 | 1 | Allen Wrench 1.5mm
SPEC-661_c | SPEC-1 | 1 | MHR-b Top Tray
SPEC-661_c | SPEC-10 | 1 | MHR-b PS Enclosure
SPEC-661_c | SPEC-100 | 4 | Wheel
SPEC-661_c | SPEC-104 | 1 | Water pump
SPEC-661_c | SPEC-106 | 4 | Silentblock - 107083
SPEC-661_c | SPEC-116 | 1 | MIO-2263E-S3A1E
SPEC-661_c | SPEC-120 | 8 | Locknut, ISO 10511, M6 x 1.0 mm Thread, 6 mm High
SPEC-661_c | SPEC-122 | 1 | Molex 43025-0200 Connector
SPEC-661_c | SPEC-123 | 15 | Locknut, ISO 10511 - M5 x 0.8 mm Thread, 5 mm High
SPEC-661_c | SPEC-124 | 2 | Hex countersunk head screw, ISO 10642 M5 x 0.8 mm Thread, 16 mm Long
SPEC-661_c | SPEC-127 | 14 | Locknut, ISO 10511 - M4 x 0.7 mm Thread, 5 mm High
SPEC-661_c | SPEC-130 | 9 | Rivet nut, M4 x 0.70, 18-8 SS
SPEC-661_c | SPEC-132 | 11 | Socket head cap screw, ISO 4762 M4 x 0.7 mm Thread, 10 mm Long
SPEC-661_c | SPEC-133 | 2 | Motedis 28x515mm M8
SPEC-661_c | SPEC-134 | 8 | Socket head cap screw, ISO 4762 M8 x 1.25 mm Thread, 16 mm Long
SPEC-661_c | SPEC-135 | 4 | Socket head cap screw, ISO 4762 M10 x 1.5 mm Thread 100 mm Long
SPEC-661_c | SPEC-136 | 2 | Molex - 46235-0001
SPEC-661_c | SPEC-139 | 1 | Suction Al tube
SPEC-661_c | SPEC-140 | 2 | Fitting Bulkhead 8-8 - 3116 08 00
SPEC-661_c | SPEC-146 | 1 | Hailea - HC500A - 110V
SPEC-661_c | SPEC-148 | 1 | PCBA MHR-b Capcharger
SPEC-661_c | SPEC-149 | 1 | PCBA MHR-b Mainboard
SPEC-661_c | SPEC-151 | 1 | PCB Control Board
SPEC-661_c | SPEC-155 | 1 | PCBA MHR-b Caliport socket
SPEC-661_c | SPEC-157 | 1 | PCBA MHR-b PS Relay
SPEC-661_c | SPEC-159 | 10 | Bushing open 11.1-15.9mm
SPEC-661_c | SPEC-161 | 8 | Hex Socket Countersunk Head Screw, ISO 10642, M4 x 0.7 mm Thread, 16 mm Long, SS
SPEC-661_c | SPEC-162 | 1 | Copper strip
SPEC-661_c | SPEC-170 | 11 | Hex Socket Countersunk Head Screw, ISO 10642, M4 x 0.7 mm Thread, 12 mm Long
SPEC-661_c | SPEC-171 | 2 | Motedis 28X150.5 M8
SPEC-661_c | SPEC-172 | 6 | Hex Socket Countersunk Head Screw,ISO 10642, M3 x 0.5 mm Thread, 5 mm Long,SS
SPEC-661_c | SPEC-180 | 1 | Fitting Elbow 1/8 to 8mm - 3199 08 10
SPEC-661_c | SPEC-181 | 1 | Fitting EQUAL CROSS 6mm - 3107 06 00
SPEC-661_c | SPEC-182 | 1 | Fitting Union 8-6mm - 3182 08 00
SPEC-661_c | SPEC-183 | 1 | Fitting Plug 8mm - 3126 08 00
SPEC-661_c | SPEC-184 | 1 | Fitting Union 6-8 mm - 3106 06 08
SPEC-661_c | SPEC-187 | 5 | Push in fitting RL31 Ø 6 1/8 - 2L31008
SPEC-661_c | SPEC-188 | 1 | Fitting Y tube 6mm - 3140 06 00
SPEC-661_c | SPEC-194 | 6 | Socket Head Screw, ISO 4762, M3 x 0.5 mm Thread, 10 mm Long, SS
SPEC-661_c | SPEC-195 | 20 | Locknut, DIN 985, M3 x 0.5 mm Thread, 4 mm High
SPEC-661_c | SPEC-195 | 4 | Locknut, DIN 985, M3 x 0.5 mm Thread, 4 mm High
SPEC-661_c | SPEC-196 | 1 | Terminal strip - mk 6/6
SPEC-661_c | SPEC-197 | 2 | Socket Head Screw, ISO 4762, M3 x 0.5 mm Thread, 25 mm Long, SS
SPEC-661_c | SPEC-198 | 2 | Socket Head Screw, ISO 4762, M4 x 0.7 mm Thread, 25 mm Long, SS
SPEC-661_c | SPEC-202 | 1 | Shunt 30A-60mV
SPEC-661_c | SPEC-205 | 1 | b touch protector
SPEC-661_c | SPEC-207 | 1 | Disc magnet self-adhesive
SPEC-661_c | SPEC-210 | 1 | Leaseir Logo Front Sticker
SPEC-661_c | SPEC-213 | 2 | Fuse 16A 250VAC - 0034.3129
SPEC-661_c | SPEC-216 | 1 | MHR Console Back
SPEC-661_c | SPEC-217 | 6 | M-F Hex Standoff Spacers, M3-05-5-2, 5mm, 5mm Long, M3, Brass
SPEC-661_c | SPEC-223 | 1 | Fuse Plate 110
SPEC-661_c | SPEC-238 | 4 | Hex Socket Countersunk Head Screw, ISO 10642, M6 x 1.0 mm Thread, 20 mm Long, SS
SPEC-661_c | SPEC-241 | 9 | Socket Head Screw, ISO 4762 M4 x 0.7 mm Thread, 12 mm Long, SS
SPEC-661_c | SPEC-254 | 1 | Fitting Bulkhead 6-6 - 3116 06 00
SPEC-661_c | SPEC-27 | 4 | Cover, Silentblocks (Color RAL 7012)
SPEC-661_c | SPEC-271 | 10 | Flat washer, ISO 7092, M4, 4.300 mm ID, 8 mm OD
SPEC-661_c | SPEC-274 | 4 | Flat washer, ISO 7092 M3, 3.200 mm ID, 6 mm OD, SS
SPEC-661_c | SPEC-276 | 4 | MOSS 0100210300VR M4 Countersunk Head, 16mm Nylon Slot Plain
SPEC-661_c | SPEC-295 | 7 | Socket Head Screw, ISO 4762 M5 x 0.8 mm Thread, 10 mm Long, SS
SPEC-661_c | SPEC-3 | 1 | LNR Capacitor Enclosure
SPEC-661_c | SPEC-31 | 1 | MHR-b caliport housing
SPEC-661_c | SPEC-321 | 6 | Socket Countersunk Head Screw, ISO 10642, M3 x 0.5 mm Thread, 8 mm Long, SS
SPEC-661_c | SPEC-322 | 4 | Socket Head Screw, ISO 4762 M3 x 0.5 mm Thread, 8 mm Long, SS
SPEC-661_c | SPEC-329 | 1 | Base (blue painted)
SPEC-661_c | SPEC-338 | 1 | CA CONSOLE MODULAR CONNECTOR
SPEC-661_c | SPEC-339 | 1 | CA AC MAINS
SPEC-661_c | SPEC-342 | 9 | Plain Washer, ISO 7089, M5, 5.3 mm ID, 10 mm OD, SS
SPEC-661_c | SPEC-347 | 1 | CA 48VDC PS OUTPUT
SPEC-661_c | SPEC-348 | 1 | CA STOP SWITCH
SPEC-661_c | SPEC-373 | 1 | CA KEYSWITCH
SPEC-661_c | SPEC-374 | 1 | CA EMBEDDED 12VDC + UART
SPEC-661_c | SPEC-375 | 1 | CA CHILLER ENABLE
SPEC-661_c | SPEC-377 | 1 | CA 12VDC CHARGER BOARD
SPEC-661_c | SPEC-378 | 1 | CA MOSFET GATE
SPEC-661_c | SPEC-379 | 1 | CA 12-24VDC INPUT MAINBOARD
SPEC-661_c | SPEC-380 | 1 | CA PS INPUT
SPEC-661_c | SPEC-381 | 1 | CA CAPACITOR CHARGE
SPEC-661_c | SPEC-384 | 1 | CA PHOTODIODES
SPEC-661_c | SPEC-386 | 1 | CA TOUCH CONTROLLER
SPEC-661_c | SPEC-387 | 1 | CA EXTENSION (VALVES,SENSOR NTC)
SPEC-661_c | SPEC-388 | 1 | CA LVDS
SPEC-661_c | SPEC-389 | 1 | CA AC COOLING UNIT (FILTER INPUT, COMPRESSOR)
SPEC-661_c | SPEC-390 | 1 | CA AC COOLING UNIT (FILTER LOAD, RELAY INPUT)
SPEC-661_c | SPEC-391 | 1 | CA AC COOLING UNIT (FILTER OUTPUT, COMPRESSOR OUTPUT AND CHILLER FAN)
SPEC-661_c | SPEC-392 | 1 | CA VALVES AND PUMP CONTROL RELAY
SPEC-661_c | SPEC-397 | 2 | Half din rail
SPEC-661_c | SPEC-4 | 1 | Crate Mount
SPEC-661_c | SPEC-406 | 0.775 | Blue tube OD.8mm, ID.5.5mm, 25mts - 1025U08 04
SPEC-661_c | SPEC-407 | 1.625 | Blue tube OD.6mm, ID.4mm, 25mts - 1025U06 04
SPEC-661_c | SPEC-436 | 1 | Mains EMI Filter - SFN2030B-16-06
SPEC-661_c | SPEC-449 | 16 | Socket Head Screw, ISO 4762 M4 x 0.7 mm Thread, 8 mm Long, SS
SPEC-661_c | SPEC-454 | 1 | Door Interlock NP2RX-BAG
SPEC-661_c | SPEC-5 | 1 | b Mosfet Heat Spreader
SPEC-661_c | SPEC-51 | 1 | b Frontal Cover
SPEC-661_c | SPEC-512 | 8 | Socket Head Screw, ISO 4762 M3 x 0.5 mm Thread, 6 mm Long, SS
SPEC-661_c | SPEC-516 | 4 | Prevailing torque High Nut, M10 x 1.5 mm Thread, Class 8, Zinc-Plated Steel
SPEC-661_c | SPEC-518 | 6 | Socket Head Screw, ISO 4762 M5 x 0.8 mm Thread, 16 mm Long, SS
SPEC-661_c | SPEC-528 | 3.7 | Insulation pipe - XG-06X006
SPEC-661_c | SPEC-541 | 1 | Moludar contactor, 25A, 4 Poles
SPEC-661_c | SPEC-544 | 1 | CA TOUCH DC IN
SPEC-661_c | SPEC-553 | 18 | Grower washer, M4, 4.4 mm ID, 7 mm OD, SS
SPEC-661_c | SPEC-565 | 1.08 | Frontal Cover gasket
SPEC-661_c | SPEC-568 | 1 | Cable Tie Mount
SPEC-661_c | SPEC-569 | 12 | 3.5x200mm Cable Tie
SPEC-661_c | SPEC-571 | 1 | CA EXTENSION SENSOR NTC
SPEC-661_c | SPEC-579 | 2 | Hex Socket Countersunk Head Screw, ISO 10642, M5 x 0.8 mm Thread, 20 mm Long, SS
SPEC-661_c | SPEC-582 | 2 | Plain Washer, ISO 7089, M10, 10.5 mm ID, 20 mm OD, SS
SPEC-661_c | SPEC-583 | 4 | Hex Socket Countersunk Head Screw, ISO 10642, M5 x 0.8 mm Thread, 25 mm Long, SS
SPEC-661_c | SPEC-584 | 4 | Hex Socket Countersunk Head Screw, ISO 10642, M6 x 1 mm Thread, 40 mm Long, SS
SPEC-661_c | SPEC-585 | 4 | Oversized Washer, DIN 9021, 6.4 mm ID, 18 mm OD,SS
SPEC-661_c | SPEC-588 | 10 | M-F Hex Standoff Spacer, M3, 5mm Hex size, 10mm Long ,8 mm Thread size, Brass
SPEC-661_c | SPEC-589 | 4 | M-F Hex Standoff Spacer, M5, 8mm Hex size, 10mm Long ,8 mm Thread size, Brass
SPEC-661_c | SPEC-590 | 9 | Self Adhesive Natural Cable Tie Mount 19 mm x 19mm, 4.1mm Max. Cable Tie Width
SPEC-661_c | SPEC-591 | 2 | Bolt Protection Cap, M8, Distance Across Flats 12.8 mm, LDPE
SPEC-661_c | SPEC-592 | 12 | Tight-Grip External-Tooth Lock Washer,M4,DIN 6798, 4.3 mm ID, 8 mm OD,SS]
SPEC-661_c | SPEC-593 | 1.16 | Touchscreen gasket
SPEC-661_c | SPEC-6 | 2 | Angle Mount
SPEC-661_c | SPEC-601 | 4 | Plain Washer, ISO 7089, M3, 3.2mm ID, 7 mm OD, SS
SPEC-661_c | SPEC-623 | 1 | Flat Tip Screw, ISO 4026, M3 x0.5 mm Thread , 6 mm Long, SS
SPEC-661_c | SPEC-653 | 4 | Legris 3181_06_19 Fitting Round Body M5-6mm
SPEC-661_c | SPEC-660 | 1 | Advantech -SQF-SHMM2-64G-S9C
SPEC-661_c | SPEC-7 | 1 | Front Mount L
SPEC-661_c | SPEC-70 | 1 | CPU Heatsink
SPEC-661_c | SPEC-714 | 1 | RJ-45 data transmission connection, 1m ,CAT6, 28AWG
SPEC-661_c | SPEC-715 | 1 | RJ 45 Panel Mount Connector , female-female, Cat6
SPEC-661_c | SPEC-755 | 1 | Win 10 IoT Ent 2019 LTSC Entry
SPEC-661_c | SPEC-758 | 1 | Top Tray Gray Sticker
SPEC-661_c | SPEC-766 | 225 | Thermal adhesive tape
SPEC-661_c | SPEC-768 | 3.1 | INSULATION FOAM TAPE 50mmx3mmx15m (meter a stock por mts)
SPEC-661_c | SPEC-771 | 8 | Oversized Washer, DIN 9021, M5, 5.3 mm ID, 15 mm OD, SS
SPEC-661_c | SPEC-775 | 1 | EPDM adhesive sheet 12x12x3mm
SPEC-661_c | SPEC-783 | 1 | 4G SO-DDR3-1600 RAM Memory
SPEC-661_c | SPEC-788 | 1 | USB 2.0 Cable
SPEC-661_c | SPEC-789 | 4 | BackCover screw mount a
SPEC-661_c | SPEC-790 | 4 | BackCover screw mount b
SPEC-661_c | SPEC-793 | 1 | Hanger base cover
SPEC-661_c | SPEC-794 | 2 | Painted Hanger Port Spacer
SPEC-661_c | SPEC-796 | 1 | Cap 1 tube-b
SPEC-661_c | SPEC-798 | 1 | Cap 4 tubes-b
SPEC-661_c | SPEC-8 | 1 | Front Mount R
SPEC-661_c | SPEC-808 | 2 | 18-8 Stainless Steel Hex Drive Countersunk Head Screw, M4 x 10mm long , DIN 7991
SPEC-661_c | SPEC-872 | 6 | 2.5x100mm Cable Tie
SPEC-661_c | SPEC-886 | 1 | Black PVC Cable Grommet for Ø4mm tube, 6.4mm height
SPEC-661_c | SPEC-9 | 1 | b Touchscreen support
SPEC-661_c | SPEC-905 | 1 | Mosfet source strip
SPEC-661_c | SPEC-906 | 1 | Cap Charger Ground Strip
SPEC-661_c | SPEC-915 | 1 | 1/2, 6-32 Binding Head Screw, Steel
SPEC-661_c | SPEC-94 | 1 | Coolant filter - RTF2004
SPEC-661_c | SPEC-95 | 1 | Capacitor - LNR1H684MSE
SPEC-661_c | SPEC-98 | 1 | Power Supply - Vega Lite 750
SPEC-661_c | SPEC-99 | 1 | Touchscreen - IDK-1115R-50XGA1
SPEC-661_c | SPEC-759 | 1 | Zip Bag
SPEC-661_c | SPEC-907 | 1 | PCB Buzzer Board Leaseir MHR Xcell
SPEC-664 | SPEC-102 | 10 | Black Nylon Snap Rivet, 4mm - 255-9992
SPEC-664 | SPEC-1026 | 1 | 231-310/026-000 [FEMALE TERM BLOCK PLUG 10POS 5.08MM]
SPEC-664 | SPEC-104 | 1 | Water pump
SPEC-664 | SPEC-1064 | 2.5 | 1025U06R08 [Legris clear tube, OD:6mm, ID:4mm]
SPEC-664 | SPEC-1065 | 0.5 | 1025U06R08 [Legris clear tube, OD:8mm, ID:5.5mm]
SPEC-664 | SPEC-108 | 1 | Connector x4 Hinged Frame - 09 14 016 0303
SPEC-664 | SPEC-1081 | 1 | PTS-0632 [DS SERIAL COVER]
SPEC-664 | SPEC-1082 | 1 | DS DATA LABEL
SPEC-664 | SPEC-1084 | 1 | 300-13-153 [DPST, On-Off Rocker Switch Panel Mount]
SPEC-664 | SPEC-1086 | 1 | PTS-1032 [DS FRONT COVER MOUNT R]
SPEC-664 | SPEC-1087 | 1 | PTS-1037 [DS FRONT COVER MOUNT L]
SPEC-664 | SPEC-1088 | 1 | PTS-1031 [DS MAIN MOUNT]
SPEC-664 | SPEC-1089 | 1 | PTS-0232 [DS SCREEN MOUNT]
SPEC-664 | SPEC-1090 | 2 | PTS-0184 [DS POLE]
SPEC-664 | SPEC-1091 | 1 | PTS-0182 [DS TOP TRAY]
SPEC-664 | SPEC-1092 | 1 | PTS-1277 [DS PS MOUNT]
SPEC-664 | SPEC-1093 | 1 | PTS-0899 [DS COPPER STRIP]
SPEC-664 | SPEC-1094 | 1 | PTS-0340 [DS CONNECTOR BOX]
SPEC-664 | SPEC-1095 | 1 | PTS-1217 [DS-B PUMP MOUNT]
SPEC-664 | SPEC-1096 | 4 | PTS-1218 [MHR DS-B INSULATOR SPACER]
SPEC-664 | SPEC-1097 | 1 | PTS-1279 [DS-B INSULATOR]
SPEC-664 | SPEC-1098 | 1 | TDEX6015/TH12G [DS Heatsink fan, 0.5K/W, 60 x 60 x 47mm]
SPEC-664 | SPEC-1099 | 1 | 43020-0400 [Micro-Fit 3.0 Male Connector Housing, 3mm Pitch, 4 Way, 2 Row]
SPEC-664 | SPEC-1133 | 1 | 21KBTF06DPXGR [DS CHILLER FEMALE RECTUS FITTING, RED, Tube ID 6mm]
SPEC-664 | SPEC-1134 | 1 | 21SBTF06DPXR [DS CHILLER MALE RECTUS FITTING, RED, Tube ID 6mm]
SPEC-664 | SPEC-1135 | 1 | 21SBTF06DPXB [DS CHILLER MALE RECTUS FITTING, BLUE, Tube ID 6mm]
SPEC-664 | SPEC-1136 | 1 | 21SBTF06DPXGB [DS CHILLER FEMALE RECTUS FITTING, BLUE, Tube ID 6mm]
SPEC-664 | SPEC-1147 | 1 | MHR/DS QR LABEL
SPEC-664 | SPEC-116 | 1 | MIO-2263E-S3A1E
SPEC-664 | SPEC-1185 | 1 | LSR0952X0022 [MHR-A PBA MAIN BOARD]
SPEC-664 | SPEC-1203 | 1 | PTS-0936 [DS-b back Cover]
SPEC-664 | SPEC-1207 | 1 | PTS-0541 [MHR DS FOAM BASE BLIND]
SPEC-664 | SPEC-1208 | 1 | PTS-0543 [MHR DS FOAM BASE CUT]
SPEC-664 | SPEC-1209 | 2 | PTS-0542 [MHR DS FOAM TOP]
SPEC-664 | SPEC-1210 | 1 | PTS-0544 [MHR DS FOAM WEDGE]
SPEC-664 | SPEC-1212 | 1 | PTS-0628 [DS QUICK CON COVER]
SPEC-664 | SPEC-1218 | 2 | 3180 08 00 [Y Tube-to-Tube Adaptor, Push In 8 mm]
SPEC-664 | SPEC-1225 | 1 | FTS-0647 [MHR-DS FRONT COVER]
SPEC-664 | SPEC-123 | 3 | Locknut, ISO 10511 - M5 x 0.8 mm Thread, 5 mm High
SPEC-664 | SPEC-124 | 2 | Hex countersunk head screw, ISO 10642 M5 x 0.8 mm Thread, 16 mm Long
SPEC-664 | SPEC-1255 | 2 | 91292A149 [[ISO 4762 M8 x 1.25 mm Thread, 30 mm Long]]
SPEC-664 | SPEC-1260 | 1 | 913-1049 [Jack Connector 6.35 mm Panel Mount Stereo Socket, 3Pole 5A]
SPEC-664 | SPEC-1264 | 4 | PFX530 [Fixed rubber foot, diameter 19 mm, screws M5 x 30 mm]
SPEC-664 | SPEC-1267 | 2 | 97467A693 [M8 x 1.25 Rivet Nut 18-8 SS]
SPEC-664 | SPEC-1268 | 1 | PTS-0701 [MHR-DS PLATFORM HO HANGER PORT]
SPEC-664 | SPEC-127 | 13 | Locknut, ISO 10511 - M4 x 0.7 mm Thread, 5 mm High
SPEC-664 | SPEC-130 | 6 | Rivet nut, M4 x 0.70, 18-8 SS
SPEC-664 | SPEC-132 | 11 | Socket head cap screw, ISO 4762 M4 x 0.7 mm Thread, 10 mm Long
SPEC-664 | SPEC-140 | 2 | Fitting Bulkhead 8-8 - 3116 08 00
SPEC-664 | SPEC-1415 | 1 | Caliport Go Ring
SPEC-664 | SPEC-1419 | 1 | CAD14ES [MHR DS Flightcase box]
SPEC-664 | SPEC-148 | 1 | PCBA MHR-b Capcharger
SPEC-664 | SPEC-151 | 1 | PCB Control Board
SPEC-664 | SPEC-161 | 10 | Hex Socket Countersunk Head Screw, ISO 10642, M4 x 0.7 mm Thread, 16 mm Long, SS
SPEC-664 | SPEC-161 | 4 | Hex Socket Countersunk Head Screw, ISO 10642, M4 x 0.7 mm Thread, 16 mm Long, SS
SPEC-664 | SPEC-170 | 8 | Hex Socket Countersunk Head Screw, ISO 10642, M4 x 0.7 mm Thread, 12 mm Long
SPEC-664 | SPEC-172 | 6 | Hex Socket Countersunk Head Screw,ISO 10642, M3 x 0.5 mm Thread, 5 mm Long,SS
SPEC-664 | SPEC-180 | 1 | Fitting Elbow 1/8 to 8mm - 3199 08 10
SPEC-664 | SPEC-182 | 2 | Fitting Union 8-6mm - 3182 08 00
SPEC-664 | SPEC-184 | 1 | Fitting Union 6-8 mm - 3106 06 08
SPEC-664 | SPEC-187 | 3 | Push in fitting RL31 Ø 6 1/8 - 2L31008
SPEC-664 | SPEC-188 | 2 | Fitting Y tube 6mm - 3140 06 00
SPEC-664 | SPEC-194 | 2 | Socket Head Screw, ISO 4762, M3 x 0.5 mm Thread, 10 mm Long, SS
SPEC-664 | SPEC-195 | 14 | Locknut, DIN 985, M3 x 0.5 mm Thread, 4 mm High
SPEC-664 | SPEC-202 | 1 | Shunt 30A-60mV
SPEC-664 | SPEC-214 | 2 | Fuse 10A 250VAC - 0034.3127
SPEC-664 | SPEC-217 | 6 | M-F Hex Standoff Spacers, M3-05-5-2, 5mm, 5mm Long, M3, Brass
SPEC-664 | SPEC-222 | 1 | Fuse plate 230
SPEC-664 | SPEC-252 | 1 | Solenoid Valve - RSC-1
SPEC-664 | SPEC-256 | 1 | Stop switch EAO - 51-259.025
SPEC-664 | SPEC-271 | 2 | Flat washer, ISO 7092, M4, 4.300 mm ID, 8 mm OD
SPEC-664 | SPEC-295 | 11 | Socket Head Screw, ISO 4762 M5 x 0.8 mm Thread, 10 mm Long, SS
SPEC-664 | SPEC-3 | 1 | LNR Capacitor Enclosure
SPEC-664 | SPEC-321 | 10 | Socket Countersunk Head Screw, ISO 10642, M3 x 0.5 mm Thread, 8 mm Long, SS
SPEC-664 | SPEC-322 | 2 | Socket Head Screw, ISO 4762 M3 x 0.5 mm Thread, 8 mm Long, SS
SPEC-664 | SPEC-342 | 4 | Plain Washer, ISO 7089, M5, 5.3 mm ID, 10 mm OD, SS
SPEC-664 | SPEC-423 | 4 | Pneumatic male fitting Ø4 - Harting 09 14 000 6153
SPEC-664 | SPEC-424 | 1 | Harting 8 signal female - 09 14 008 2734
SPEC-664 | SPEC-438 | 2 | Fuse socket 5x20mm - Littelfuse Inc.- 82000000005
SPEC-664 | SPEC-449 | 6 | Socket Head Screw, ISO 4762 M4 x 0.7 mm Thread, 8 mm Long, SS
SPEC-664 | SPEC-454 | 1 | Door Interlock NP2RX-BAG
SPEC-664 | SPEC-455 | 2 | Pneumatic x3 Body - Harting 09 14 003 4501
SPEC-664 | SPEC-456 | 1 | Han Modular x2 40A - HARTING 09 14 002 2701
SPEC-664 | SPEC-473 | 1 | PCB Lambda relay
SPEC-664 | SPEC-5 | 1 | b Mosfet Heat Spreader
SPEC-664 | SPEC-525 | 2 | Anti-tip label - TIP-N-TELL
SPEC-664 | SPEC-528 | 2.5 | Insulation pipe - XG-06X006
SPEC-664 | SPEC-543 | 1 | x4 Conn Cons Cover
SPEC-664 | SPEC-553 | 8 | Grower washer, M4, 4.4 mm ID, 7 mm OD, SS
SPEC-664 | SPEC-569 | 8 | 3.5x200mm Cable Tie
SPEC-664 | SPEC-588 | 6 | M-F Hex Standoff Spacer, M3, 5mm Hex size, 10mm Long ,8 mm Thread size, Brass
SPEC-664 | SPEC-591 | 2 | Bolt Protection Cap, M8, Distance Across Flats 12.8 mm, LDPE
SPEC-664 | SPEC-592 | 12 | Tight-Grip External-Tooth Lock Washer,M4,DIN 6798, 4.3 mm ID, 8 mm OD,SS]
SPEC-664 | SPEC-593 | 1.5 | Touchscreen gasket
SPEC-664 | SPEC-601 | 8 | Plain Washer, ISO 7089, M3, 3.2mm ID, 7 mm OD, SS
SPEC-664 | SPEC-606 | 6 | Countersunk Washer, 5.3 mm ID, 16 mm OD, SS
SPEC-664 | SPEC-616 | 2 | Hex Socket Countersunk Head Screw, ISO 10642, M5 x 0.8 mm Thread, 10 mm Long, SS
SPEC-664 | SPEC-660 | 1 | Advantech -SQF-SHMM2-64G-S9C
SPEC-664 | SPEC-70 | 1 | CPU Heatsink
SPEC-664 | SPEC-715 | 1 | RJ 45 Panel Mount Connector , female-female, Cat6
SPEC-664 | SPEC-771 | 2 | Oversized Washer, DIN 9021, M5, 5.3 mm ID, 15 mm OD, SS
SPEC-664 | SPEC-776 | 1 | IEC Appliance Inlet C20 with Filter
SPEC-664 | SPEC-783 | 1 | 4G SO-DDR3-1600 RAM Memory
SPEC-664 | SPEC-808 | 6 | 18-8 Stainless Steel Hex Drive Countersunk Head Screw, M4 x 10mm long , DIN 7991
SPEC-664 | SPEC-832 | 4 | Plain Stainless Steel Hex Socket Grub Screw , DIN 916, M5 x 0.8 mm Thread x 12mm Long
SPEC-664 | SPEC-872 | 8 | 2.5x100mm Cable Tie
SPEC-664 | SPEC-891 | 2 | Cap for 5x20mm fuse holder
SPEC-664 | SPEC-95 | 1 | Capacitor - LNR1H684MSE
SPEC-664 | SPEC-98 | 1 | Power Supply - Vega Lite 750
SPEC-664 | SPEC-99 | 1 | Touchscreen - IDK-1115R-50XGA1
SPEC-664 | SPEC-999 | 1 | S286A-2 [AHR Keyswitch]
SPEC-666_c | SPEC-117 | 1 | HP sticker plate
SPEC-666_c | SPEC-154 | 1 | PCBA MHR-b HP Main
SPEC-666_c | SPEC-167 | 2 | Hex Socket Countersunk Head Screw, ISO 10642, M3 x 0.5 mm Thread, 6 mm Long, SS
SPEC-666_c | SPEC-271 | 2 | Flat washer, ISO 7092, M4, 4.300 mm ID, 8 mm OD
SPEC-666_c | SPEC-275 | 4 | Socket Head Screw, ISO 4762 M3 x 0.5 mm Thread, 12 mm Long, 18-8 SS
SPEC-666_c | SPEC-1514 | 1 | Lanyard Dual Blend
SPEC-666_c | SPEC-289 | 1 | HP sticker cover
SPEC-666_c | SPEC-318 | 1 | CA MODULAR IR SENSOR
SPEC-666_c | SPEC-322 | 2 | Socket Head Screw, ISO 4762 M3 x 0.5 mm Thread, 8 mm Long, SS
SPEC-666_c | SPEC-323 | 1 | Hex Nut, DIN 934, M3 x 0.5 mm Thread, Zinc-Plated, Class 8
SPEC-666_c | SPEC-328 | 2 | RS PRO Insulated Ring Terminal, M4 Stud Size, 2.5mm² to 6mm² Wire Size, Yellow
SPEC-666_c | SPEC-342 | 4 | Plain Washer, ISO 7089, M5, 5.3 mm ID, 10 mm OD, SS
SPEC-666_c | SPEC-354_c | 1 | Sensors 20Bs
SPEC-666_c | SPEC-362 | 1 | MHR-b R cover + Hanger
SPEC-666_c | SPEC-366 | 1 | b HP trigger in mount
SPEC-666_c | SPEC-418 | 0.1 | Clear tube, OD.4mm, ID.2,5mm, 25mts - 1025U04R08
SPEC-666_c | SPEC-441 | 2 | Fitting M5 4mm 90 - 3169 04 19
SPEC-666_c | SPEC-451 | 2 | Pan Head Screws, M4 x 0.70 mm Thread, 8mm Long, SS
SPEC-666_c | SPEC-50 | 1 | MHR-b HP Cover L
SPEC-666_c | SPEC-553 | 2 | Grower washer, M4, 4.4 mm ID, 7 mm OD, SS
SPEC-666_c | SPEC-560 | 4 | Slotted Countersunk Head Screws, M3, Thread 10mm long, Nylon
SPEC-666_c | SPEC-569 | 4 | 3.5x200mm Cable Tie
SPEC-666_c | SPEC-594_c | 1 | MHR-b Umbilical Xcell
SPEC-666_c | SPEC-696 | 1 | DUAL-Aesth-BLEND-b Yellow Label
SPEC-666_c | SPEC-718 | 1 | HP Seal Blend
SPEC-666_c | SPEC-83 | 1 | Lasermet AP-32x16
SPEC-666_c | SPEC-857_c | 1 | DUAL-BLEND-b Laserhead, capillary
SPEC-666_c | SPEC-881 | 2 | Push-in fitting Ø4mm x M5, Straight, Cylindrical, Male
SPEC-666_c | SPEC-884 | 1 | M3x30 Cheese Slotted Nylon M/Screw
SPEC-681 | SPEC-100 | 4 | Wheel
SPEC-681 | SPEC-1037 | 2 | 8388395 [CE Splice Connector, Insulated 12-10 AWG, 2.5-6 mm²]
SPEC-681 | SPEC-1060 | 2 | 0218008.HXP [Fuse, Cartridge, 8 A, 250 V, 5mm x 20mm]
SPEC-681 | SPEC-1069 | 1 | PTS-1209 [DS AC CHILLER X BASE 1]
SPEC-681 | SPEC-1070 | 1 | PTS-1212 [DS AC CHILLER X BASE 2]
SPEC-681 | SPEC-1071 | 1 | PTS-1195 [DS AC CHILLER TOP TRAY]
SPEC-681 | SPEC-1072 | 1 | PTS-1198 [DS AC CHILLER TOP COVER]
SPEC-681 | SPEC-1073 | 2 | [DS DEEP SCREW-ON FLUSH HANDLE, BLACK]
SPEC-681 | SPEC-1074 | 1 | PTS-1283 [EBM DS CHILLER MOUNT]
SPEC-681 | SPEC-1075 | 1 | PTS-1202 [DS AC CHILLER X BASE SPACER SQUARED]
SPEC-681 | SPEC-1076 | 1 | PTS-1193 [DS AC CHILLER PVC MOUNT]
SPEC-681 | SPEC-1077 | 1 | PTS-1192 [DS AC CHILLER COVER BASE]
SPEC-681 | SPEC-1078 | 1 | PTS-1200 [DS AC CHILLER COVER BACK]
SPEC-681 | SPEC-1079 | 1 | W2E142-BB01-01 [DS Axial fan,172x150x38mm]
SPEC-681 | SPEC-1080 | 1 | 303-91-166 [Steel Finger Guard for 172mm Fan]
SPEC-681 | SPEC-1083 | 1 | DS SMALL VINYL
SPEC-681 | SPEC-1084 | 1 | 300-13-153 [DPST, On-Off Rocker Switch Panel Mount]
SPEC-681 | SPEC-1099 | 1 | 43020-0400 [Micro-Fit 3.0 Male Connector Housing, 3mm Pitch, 4 Way, 2 Row]
SPEC-681 | SPEC-1100 | 1 | PTS-1208 [DS AC CHILLER COVER FRONT]
SPEC-681 | SPEC-1101 | 4 | PTS-1203 [DS AC CHILLER X BASE SPACER DISC]
SPEC-681 | SPEC-1206 | 1 | 5130.0201 [16 IEC Appliance Inlet C20 with Filter]
SPEC-681 | SPEC-127 | 2 | Locknut, ISO 10511 - M4 x 0.7 mm Thread, 5 mm High
SPEC-681 | SPEC-139 | 1 | Suction Al tube
SPEC-681 | SPEC-1390 | 4 | 022610 90 [Rounded head screw, DIN 603 A2/70, M10x90, SS]
SPEC-681 | SPEC-140 | 4 | Fitting Bulkhead 8-8 - 3116 08 00
SPEC-681 | SPEC-1414 | 1 | MHR DS Painted Crate Mount
SPEC-681 | SPEC-146 | 1 | Hailea - HC500A - 110V
SPEC-681 | SPEC-161 | 8 | Hex Socket Countersunk Head Screw, ISO 10642, M4 x 0.7 mm Thread, 16 mm Long, SS
SPEC-681 | SPEC-184 | 2 | Fitting Union 6-8 mm - 3106 06 08
SPEC-681 | SPEC-188 | 1 | Fitting Y tube 6mm - 3140 06 00
SPEC-681 | SPEC-195 | 8 | Locknut, DIN 985, M3 x 0.5 mm Thread, 4 mm High
SPEC-681 | SPEC-1255 | 3 | 91292A149 [[ISO 4762 M8 x 1.25 mm Thread, 30 mm Long]]
SPEC-681 | SPEC-406 | 0.8 | Blue tube OD.8mm, ID.5.5mm, 25mts - 1025U08 04
SPEC-681 | SPEC-407 | 1 | Blue tube OD.6mm, ID.4mm, 25mts - 1025U06 04
SPEC-681 | SPEC-438 | 2 | Fuse socket 5x20mm - Littelfuse Inc.- 82000000005
SPEC-681 | SPEC-514 | 8 | Hex Socket Countersunk Head Screw, ISO 10642, M3 x 0.5 mm Thread, 10 mm Long, SS
SPEC-681 | SPEC-516 | 4 | Prevailing torque High Nut, M10 x 1.5 mm Thread, Class 8, Zinc-Plated Steel
SPEC-681 | SPEC-582 | 4 | Plain Washer, ISO 7089, M10, 10.5 mm ID, 20 mm OD, SS
SPEC-681 | SPEC-584 | 4 | Hex Socket Countersunk Head Screw, ISO 10642, M6 x 1 mm Thread, 40 mm Long, SS
SPEC-681 | SPEC-653 | 5 | Legris 3181_06_19 Fitting Round Body M5-6mm
SPEC-681 | SPEC-768 | 0.5 | INSULATION FOAM TAPE 50mmx3mmx15m (meter a stock por mts)
SPEC-681 | SPEC-796 | 1 | Cap 1 tube-b
SPEC-681 | SPEC-798 | 1 | Cap 4 tubes-b
SPEC-681 | SPEC-891 | 2 | Cap for 5x20mm fuse holder
SPEC-681 | SPEC-94 | 1 | Coolant filter - RTF2004
SPEC-681 | SPEC-994 | 1 | 902-978 [Thermostat IDNext 902-978]
SPEC-681 | SPEC-775 | 1 | EPDM adhesive sheet 12x12x3mm
SPEC-681 | SPEC-1438 | 1 | Conector 43020-0410 [Micro-Fit 3.0 Plug Housing, Dual Row, 4 Circuits, UL 94V-2, Panel Mount Ears, Glow-Wire Capable, Black]
SPEC-681 | SPEC-334 | 2.5 | ANTIFREEZE CC-30 [COOLANT-ANTIFREEZE CC 30%]
SPEC-683_c | SPEC-1 | 1 | MHR-b Top Tray
SPEC-683_c | SPEC-10 | 1 | MHR-b PS Enclosure
SPEC-683_c | SPEC-100 | 4 | Wheel
SPEC-683_c | SPEC-104 | 1 | Water pump
SPEC-683_c | SPEC-106 | 4 | Silentblock - 107083
SPEC-683_c | SPEC-116 | 1 | MIO-2263E-S3A1E
SPEC-683_c | SPEC-120 | 8 | Locknut, ISO 10511, M6 x 1.0 mm Thread, 6 mm High
SPEC-683_c | SPEC-122 | 1 | Molex 43025-0200 Connector
SPEC-683_c | SPEC-123 | 15 | Locknut, ISO 10511 - M5 x 0.8 mm Thread, 5 mm High
SPEC-683_c | SPEC-124 | 2 | Hex countersunk head screw, ISO 10642 M5 x 0.8 mm Thread, 16 mm Long
SPEC-683_c | SPEC-127 | 14 | Locknut, ISO 10511 - M4 x 0.7 mm Thread, 5 mm High
SPEC-683_c | SPEC-130 | 9 | Rivet nut, M4 x 0.70, 18-8 SS
SPEC-683_c | SPEC-132 | 16 | Socket head cap screw, ISO 4762 M4 x 0.7 mm Thread, 10 mm Long
SPEC-683_c | SPEC-133 | 2 | Motedis 28x515mm M8
SPEC-683_c | SPEC-134 | 8 | Socket head cap screw, ISO 4762 M8 x 1.25 mm Thread, 16 mm Long
SPEC-683_c | SPEC-135 | 4 | Socket head cap screw, ISO 4762 M10 x 1.5 mm Thread 100 mm Long
SPEC-683_c | SPEC-136 | 2 | Molex - 46235-0001
SPEC-683_c | SPEC-139 | 1 | Suction Al tube
SPEC-683_c | SPEC-140 | 2 | Fitting Bulkhead 8-8 - 3116 08 00
SPEC-683_c | SPEC-142 | 1 | Hailea - HC500A - 230V
SPEC-683_c | SPEC-148 | 1 | PCBA MHR-b Capcharger
SPEC-683_c | SPEC-149 | 1 | PCBA MHR-b Mainboard
SPEC-683_c | SPEC-151 | 1 | PCB Control Board
SPEC-683_c | SPEC-155 | 1 | PCBA MHR-b Caliport socket
SPEC-683_c | SPEC-157 | 1 | PCBA MHR-b PS Relay
SPEC-683_c | SPEC-159 | 10 | Bushing open 11.1-15.9mm
SPEC-683_c | SPEC-161 | 8 | Hex Socket Countersunk Head Screw, ISO 10642, M4 x 0.7 mm Thread, 16 mm Long, SS
SPEC-683_c | SPEC-162 | 1 | Copper strip
SPEC-683_c | SPEC-170 | 11 | Hex Socket Countersunk Head Screw, ISO 10642, M4 x 0.7 mm Thread, 12 mm Long
SPEC-683_c | SPEC-171 | 2 | Motedis 28X150.5 M8
SPEC-683_c | SPEC-172 | 6 | Hex Socket Countersunk Head Screw,ISO 10642, M3 x 0.5 mm Thread, 5 mm Long,SS
SPEC-683_c | SPEC-180 | 1 | Fitting Elbow 1/8 to 8mm - 3199 08 10
SPEC-683_c | SPEC-181 | 1 | Fitting EQUAL CROSS 6mm - 3107 06 00
SPEC-683_c | SPEC-182 | 1 | Fitting Union 8-6mm - 3182 08 00
SPEC-683_c | SPEC-183 | 1 | Fitting Plug 8mm - 3126 08 00
SPEC-683_c | SPEC-184 | 1 | Fitting Union 6-8 mm - 3106 06 08
SPEC-683_c | SPEC-187 | 5 | Push in fitting RL31 Ø 6 1/8 - 2L31008
SPEC-683_c | SPEC-188 | 1 | Fitting Y tube 6mm - 3140 06 00
SPEC-683_c | SPEC-194 | 6 | Socket Head Screw, ISO 4762, M3 x 0.5 mm Thread, 10 mm Long, SS
SPEC-683_c | SPEC-195 | 24 | Locknut, DIN 985, M3 x 0.5 mm Thread, 4 mm High
SPEC-683_c | SPEC-196 | 1 | Terminal strip - mk 6/6
SPEC-683_c | SPEC-197 | 2 | Socket Head Screw, ISO 4762, M3 x 0.5 mm Thread, 25 mm Long, SS
SPEC-683_c | SPEC-198 | 2 | Socket Head Screw, ISO 4762, M4 x 0.7 mm Thread, 25 mm Long, SS
SPEC-683_c | SPEC-202 | 1 | Shunt 30A-60mV
SPEC-683_c | SPEC-205 | 1 | b touch protector
SPEC-683_c | SPEC-207 | 1 | Disc magnet self-adhesive
SPEC-683_c | SPEC-210 | 1 | Leaseir Logo Front Sticker
SPEC-683_c | SPEC-216 | 1 | MHR Console Back
SPEC-683_c | SPEC-217 | 6 | M-F Hex Standoff Spacers, M3-05-5-2, 5mm, 5mm Long, M3, Brass
SPEC-683_c | SPEC-238 | 4 | Hex Socket Countersunk Head Screw, ISO 10642, M6 x 1.0 mm Thread, 20 mm Long, SS
SPEC-683_c | SPEC-241 | 9 | Socket Head Screw, ISO 4762 M4 x 0.7 mm Thread, 12 mm Long, SS
SPEC-683_c | SPEC-254 | 1 | Fitting Bulkhead 6-6 - 3116 06 00
SPEC-683_c | SPEC-27 | 4 | Cover, Silentblocks (Color RAL 7012)
SPEC-683_c | SPEC-271 | 10 | Flat washer, ISO 7092, M4, 4.300 mm ID, 8 mm OD
SPEC-683_c | SPEC-274 | 4 | Flat washer, ISO 7092 M3, 3.200 mm ID, 6 mm OD, SS
SPEC-683_c | SPEC-276 | 4 | MOSS 0100210300VR M4 Countersunk Head, 16mm Nylon Slot Plain
SPEC-683_c | SPEC-295 | 7 | Socket Head Screw, ISO 4762 M5 x 0.8 mm Thread, 10 mm Long, SS
SPEC-683_c | SPEC-3 | 1 | LNR Capacitor Enclosure
SPEC-683_c | SPEC-31 | 1 | MHR-b caliport housing
SPEC-683_c | SPEC-321 | 6 | Socket Countersunk Head Screw, ISO 10642, M3 x 0.5 mm Thread, 8 mm Long, SS
SPEC-683_c | SPEC-322 | 4 | Socket Head Screw, ISO 4762 M3 x 0.5 mm Thread, 8 mm Long, SS
SPEC-683_c | SPEC-329 | 1 | Base (blue painted)
SPEC-683_c | SPEC-338 | 1 | CA CONSOLE MODULAR CONNECTOR
SPEC-683_c | SPEC-339 | 1 | CA AC MAINS
SPEC-683_c | SPEC-342 | 9 | Plain Washer, ISO 7089, M5, 5.3 mm ID, 10 mm OD, SS
SPEC-683_c | SPEC-347 | 1 | CA 48VDC PS OUTPUT
SPEC-683_c | SPEC-348 | 1 | CA STOP SWITCH
SPEC-683_c | SPEC-373 | 1 | CA KEYSWITCH
SPEC-683_c | SPEC-374 | 1 | CA EMBEDDED 12VDC + UART
SPEC-683_c | SPEC-375 | 1 | CA CHILLER ENABLE
SPEC-683_c | SPEC-377 | 1 | CA 12VDC CHARGER BOARD
SPEC-683_c | SPEC-378 | 1 | CA MOSFET GATE
SPEC-683_c | SPEC-379 | 1 | CA 12-24VDC INPUT MAINBOARD
SPEC-683_c | SPEC-380 | 1 | CA PS INPUT
SPEC-683_c | SPEC-381 | 1 | CA CAPACITOR CHARGE
SPEC-683_c | SPEC-384 | 1 | CA PHOTODIODES
SPEC-683_c | SPEC-386 | 1 | CA TOUCH CONTROLLER
SPEC-683_c | SPEC-387 | 1 | CA EXTENSION (VALVES,SENSOR NTC)
SPEC-683_c | SPEC-388 | 1 | CA LVDS
SPEC-683_c | SPEC-389 | 1 | CA AC COOLING UNIT (FILTER INPUT, COMPRESSOR)
SPEC-683_c | SPEC-390 | 1 | CA AC COOLING UNIT (FILTER LOAD, RELAY INPUT)
SPEC-683_c | SPEC-391 | 1 | CA AC COOLING UNIT (FILTER OUTPUT, COMPRESSOR OUTPUT AND CHILLER FAN)
SPEC-683_c | SPEC-392 | 1 | CA VALVES AND PUMP CONTROL RELAY
SPEC-683_c | SPEC-397 | 2 | Half din rail
SPEC-683_c | SPEC-4 | 1 | Crate Mount
SPEC-683_c | SPEC-406 | 0.775 | Blue tube OD.8mm, ID.5.5mm, 25mts - 1025U08 04
SPEC-683_c | SPEC-407 | 1.625 | Blue tube OD.6mm, ID.4mm, 25mts - 1025U06 04
SPEC-683_c | SPEC-436 | 1 | Mains EMI Filter - SFN2030B-16-06
SPEC-683_c | SPEC-449 | 16 | Socket Head Screw, ISO 4762 M4 x 0.7 mm Thread, 8 mm Long, SS
SPEC-683_c | SPEC-454 | 1 | Door Interlock NP2RX-BAG
SPEC-683_c | SPEC-5 | 1 | b Mosfet Heat Spreader
SPEC-683_c | SPEC-51 | 1 | b Frontal Cover
SPEC-683_c | SPEC-512 | 8 | Socket Head Screw, ISO 4762 M3 x 0.5 mm Thread, 6 mm Long, SS
SPEC-683_c | SPEC-516 | 4 | Prevailing torque High Nut, M10 x 1.5 mm Thread, Class 8, Zinc-Plated Steel
SPEC-683_c | SPEC-518 | 6 | Socket Head Screw, ISO 4762 M5 x 0.8 mm Thread, 16 mm Long, SS
SPEC-683_c | SPEC-528 | 3.7 | Insulation pipe - XG-06X006
SPEC-683_c | SPEC-541 | 1 | Moludar contactor, 25A, 4 Poles
SPEC-683_c | SPEC-544 | 1 | CA TOUCH DC IN
SPEC-683_c | SPEC-553 | 18 | Grower washer, M4, 4.4 mm ID, 7 mm OD, SS
SPEC-683_c | SPEC-565 | 1.08 | Frontal Cover gasket
SPEC-683_c | SPEC-568 | 1 | Cable Tie Mount
SPEC-683_c | SPEC-569 | 12 | 3.5x200mm Cable Tie
SPEC-683_c | SPEC-571 | 1 | CA EXTENSION SENSOR NTC
SPEC-683_c | SPEC-579 | 2 | Hex Socket Countersunk Head Screw, ISO 10642, M5 x 0.8 mm Thread, 20 mm Long, SS
SPEC-683_c | SPEC-582 | 2 | Plain Washer, ISO 7089, M10, 10.5 mm ID, 20 mm OD, SS
SPEC-683_c | SPEC-583 | 4 | Hex Socket Countersunk Head Screw, ISO 10642, M5 x 0.8 mm Thread, 25 mm Long, SS
SPEC-683_c | SPEC-584 | 4 | Hex Socket Countersunk Head Screw, ISO 10642, M6 x 1 mm Thread, 40 mm Long, SS
SPEC-683_c | SPEC-585 | 4 | Oversized Washer, DIN 9021, 6.4 mm ID, 18 mm OD,SS
SPEC-683_c | SPEC-588 | 10 | M-F Hex Standoff Spacer, M3, 5mm Hex size, 10mm Long ,8 mm Thread size, Brass
SPEC-683_c | SPEC-589 | 4 | M-F Hex Standoff Spacer, M5, 8mm Hex size, 10mm Long ,8 mm Thread size, Brass
SPEC-683_c | SPEC-590 | 9 | Self Adhesive Natural Cable Tie Mount 19 mm x 19mm, 4.1mm Max. Cable Tie Width
SPEC-683_c | SPEC-591 | 2 | Bolt Protection Cap, M8, Distance Across Flats 12.8 mm, LDPE
SPEC-683_c | SPEC-592 | 12 | Tight-Grip External-Tooth Lock Washer,M4,DIN 6798, 4.3 mm ID, 8 mm OD,SS]
SPEC-683_c | SPEC-593 | 1.16 | Touchscreen gasket
SPEC-683_c | SPEC-6 | 2 | Angle Mount
SPEC-683_c | SPEC-601 | 4 | Plain Washer, ISO 7089, M3, 3.2mm ID, 7 mm OD, SS
SPEC-683_c | SPEC-623 | 1 | Flat Tip Screw, ISO 4026, M3 x0.5 mm Thread , 6 mm Long, SS
SPEC-683_c | SPEC-653 | 4 | Legris 3181_06_19 Fitting Round Body M5-6mm
SPEC-683_c | SPEC-660 | 1 | Advantech -SQF-SHMM2-64G-S9C
SPEC-683_c | SPEC-7 | 1 | Front Mount L
SPEC-683_c | SPEC-70 | 1 | CPU Heatsink
SPEC-683_c | SPEC-714 | 1 | RJ-45 data transmission connection, 1m ,CAT6, 28AWG
SPEC-683_c | SPEC-715 | 1 | RJ 45 Panel Mount Connector , female-female, Cat6
SPEC-683_c | SPEC-755 | 1 | Win 10 IoT Ent 2019 LTSC Entry
SPEC-683_c | SPEC-758 | 1 | Top Tray Gray Sticker
SPEC-683_c | SPEC-766 | 1 | Thermal adhesive tape
SPEC-683_c | SPEC-768 | 3.1 | INSULATION FOAM TAPE 50mmx3mmx15m (meter a stock por mts)
SPEC-683_c | SPEC-771 | 8 | Oversized Washer, DIN 9021, M5, 5.3 mm ID, 15 mm OD, SS
SPEC-683_c | SPEC-775 | 1 | EPDM adhesive sheet 12x12x3mm
SPEC-683_c | SPEC-783 | 1 | 4G SO-DDR3-1600 RAM Memory
SPEC-683_c | SPEC-785 | 0.8 | Plastic Braid OD:6.0mm, Color:Black
SPEC-683_c | SPEC-788 | 1 | USB 2.0 Cable
SPEC-683_c | SPEC-789 | 4 | BackCover screw mount a
SPEC-683_c | SPEC-790 | 4 | BackCover screw mount b
SPEC-683_c | SPEC-793 | 1 | Hanger base cover
SPEC-683_c | SPEC-794 | 2 | Painted Hanger Port Spacer
SPEC-683_c | SPEC-796 | 1 | Cap 1 tube-b
SPEC-683_c | SPEC-798 | 1 | Cap 4 tubes-b
SPEC-683_c | SPEC-8 | 1 | Front Mount R
SPEC-683_c | SPEC-808 | 2 | 18-8 Stainless Steel Hex Drive Countersunk Head Screw, M4 x 10mm long , DIN 7991
SPEC-683_c | SPEC-872 | 6 | 2.5x100mm Cable Tie
SPEC-683_c | SPEC-886 | 1 | Black PVC Cable Grommet for Ø4mm tube, 6.4mm height
SPEC-683_c | SPEC-9 | 1 | b Touchscreen support
SPEC-683_c | SPEC-905 | 1 | Mosfet source strip
SPEC-683_c | SPEC-906 | 1 | Cap Charger Ground Strip
SPEC-683_c | SPEC-915 | 1 | 1/2, 6-32 Binding Head Screw, Steel
SPEC-683_c | SPEC-94 | 1 | Coolant filter - RTF2004
SPEC-683_c | SPEC-95 | 1 | Capacitor - LNR1H684MSE
SPEC-683_c | SPEC-98 | 1 | Power Supply - Vega Lite 750
SPEC-683_c | SPEC-99 | 1 | Touchscreen - IDK-1115R-50XGA1
SPEC-683_c | SPEC-334 | 2.5 | ANTIFREEZE CC-30 [COOLANT-ANTIFREEZE CC 30%]
SPEC-683_c | SPEC-759 | 1 | Zip Bag
SPEC-683_c | SPEC-907 | 1 | PCB Buzzer Board Leaseir MHR Xcell
SPEC-685_c | SPEC-117 | 1 | HP sticker plate
SPEC-685_c | SPEC-154 | 1 | PCBA MHR-b HP Main
SPEC-685_c | SPEC-271 | 2 | Flat washer, ISO 7092, M4, 4.300 mm ID, 8 mm OD
SPEC-685_c | SPEC-275 | 4 | Socket Head Screw, ISO 4762 M3 x 0.5 mm Thread, 12 mm Long, 18-8 SS
SPEC-685_c | SPEC-1513 | 1 | Lanyard Quad 810
SPEC-685_c | SPEC-289 | 1 | HP sticker cover
SPEC-685_c | SPEC-318 | 1 | CA MODULAR IR SENSOR
SPEC-685_c | SPEC-323 | 1 | Hex Nut, DIN 934, M3 x 0.5 mm Thread, Zinc-Plated, Class 8
SPEC-685_c | SPEC-328 | 2 | RS PRO Insulated Ring Terminal, M4 Stud Size, 2.5mm² to 6mm² Wire Size, Yellow
SPEC-685_c | SPEC-342 | 4 | Plain Washer, ISO 7089, M5, 5.3 mm ID, 10 mm OD, SS
SPEC-685_c | SPEC-354_c | 1 | Sensors 20Bs
SPEC-685_c | SPEC-362 | 1 | MHR-b R cover + Hanger
SPEC-685_c | SPEC-366 | 1 | b HP trigger in mount
SPEC-685_c | SPEC-367 | 1 | HP Seal 810
SPEC-685_c | SPEC-418 | 0.1 | Clear tube, OD.4mm, ID.2,5mm, 25mts - 1025U04R08
SPEC-685_c | SPEC-441 | 2 | Fitting M5 4mm 90 - 3169 04 19
SPEC-685_c | SPEC-451 | 2 | Pan Head Screws, M4 x 0.70 mm Thread, 8mm Long, SS
SPEC-685_c | SPEC-50 | 1 | MHR-b HP Cover L
SPEC-685_c | SPEC-553 | 2 | Grower washer, M4, 4.4 mm ID, 7 mm OD, SS
SPEC-685_c | SPEC-560 | 4 | Slotted Countersunk Head Screws, M3, Thread 10mm long, Nylon
SPEC-685_c | SPEC-569 | 4 | 3.5x200mm Cable Tie
SPEC-685_c | SPEC-594_c | 1 | MHR-b Umbilical Xcell
SPEC-685_c | SPEC-695 | 1 | QUAD-Aesth-810-b Yellow Label
SPEC-685_c | SPEC-83 | 1 | Lasermet AP-32x16
SPEC-685_c | SPEC-854_c | 1 | Quad-810-b Laserhead, capillary
SPEC-685_c | SPEC-881 | 2 | Push-in fitting Ø4mm x M5, Straight, Cylindrical, Male
SPEC-685_c | SPEC-884 | 1 | M3x30 Cheese Slotted Nylon M/Screw
SPEC-687_c | SPEC-117 | 1 | HP sticker plate
SPEC-687_c | SPEC-154 | 1 | PCBA MHR-b HP Main
SPEC-687_c | SPEC-271 | 2 | Flat washer, ISO 7092, M4, 4.300 mm ID, 8 mm OD
SPEC-687_c | SPEC-275 | 4 | Socket Head Screw, ISO 4762 M3 x 0.5 mm Thread, 12 mm Long, 18-8 SS
SPEC-687_c | SPEC-1515 | 1 | Lanyard Dual 810
SPEC-687_c | SPEC-289 | 1 | HP sticker cover
SPEC-687_c | SPEC-318 | 1 | CA MODULAR IR SENSOR
SPEC-687_c | SPEC-323 | 1 | Hex Nut, DIN 934, M3 x 0.5 mm Thread, Zinc-Plated, Class 8
SPEC-687_c | SPEC-328 | 2 | RS PRO Insulated Ring Terminal, M4 Stud Size, 2.5mm² to 6mm² Wire Size, Yellow
SPEC-687_c | SPEC-342 | 4 | Plain Washer, ISO 7089, M5, 5.3 mm ID, 10 mm OD, SS
SPEC-687_c | SPEC-354_c | 1 | Sensors 20Bs
SPEC-687_c | SPEC-362 | 1 | MHR-b R cover + Hanger
SPEC-687_c | SPEC-366 | 1 | b HP trigger in mount
SPEC-687_c | SPEC-367 | 1 | HP Seal 810
SPEC-687_c | SPEC-418 | 0.1 | Clear tube, OD.4mm, ID.2,5mm, 25mts - 1025U04R08
SPEC-687_c | SPEC-441 | 2 | Fitting M5 4mm 90 - 3169 04 19
SPEC-687_c | SPEC-451 | 2 | Pan Head Screws, M4 x 0.70 mm Thread, 8mm Long, SS
SPEC-687_c | SPEC-50 | 1 | MHR-b HP Cover L
SPEC-687_c | SPEC-553 | 2 | Grower washer, M4, 4.4 mm ID, 7 mm OD, SS
SPEC-687_c | SPEC-560 | 4 | Slotted Countersunk Head Screws, M3, Thread 10mm long, Nylon
SPEC-687_c | SPEC-569 | 4 | 3.5x200mm Cable Tie
SPEC-687_c | SPEC-594_c | 1 | MHR-b Umbilical Xcell
SPEC-687_c | SPEC-694 | 1 | DUAL-Aesth-810-b Yellow Label
SPEC-687_c | SPEC-83 | 1 | Lasermet AP-32x16
SPEC-687_c | SPEC-853_c | 1 | Dual-810-b Laserhead, capillary
SPEC-687_c | SPEC-881 | 2 | Push-in fitting Ø4mm x M5, Straight, Cylindrical, Male
SPEC-687_c | SPEC-884 | 1 | M3x30 Cheese Slotted Nylon M/Screw
SPEC-701 | SPEC-698 | 1 | Dual-b, capillary
SPEC-705 | SPEC-703 | 1 | Quad-b, capillary
SPEC-711_c | SPEC-117 | 1 | HP sticker plate
SPEC-711_c | SPEC-154 | 1 | PCBA MHR-b HP Main
SPEC-711_c | SPEC-167 | 2 | Hex Socket Countersunk Head Screw, ISO 10642, M3 x 0.5 mm Thread, 6 mm Long, SS
SPEC-711_c | SPEC-271 | 2 | Flat washer, ISO 7092, M4, 4.300 mm ID, 8 mm OD
SPEC-711_c | SPEC-275 | 4 | Socket Head Screw, ISO 4762 M3 x 0.5 mm Thread, 12 mm Long, 18-8 SS
SPEC-711_c | SPEC-1512 | 1 | Lanyard Quad Blend
SPEC-711_c | SPEC-289 | 1 | HP sticker cover
SPEC-711_c | SPEC-318 | 1 | CA MODULAR IR SENSOR
SPEC-711_c | SPEC-322 | 2 | Socket Head Screw, ISO 4762 M3 x 0.5 mm Thread, 8 mm Long, SS
SPEC-711_c | SPEC-323 | 1 | Hex Nut, DIN 934, M3 x 0.5 mm Thread, Zinc-Plated, Class 8
SPEC-711_c | SPEC-328 | 2 | RS PRO Insulated Ring Terminal, M4 Stud Size, 2.5mm² to 6mm² Wire Size, Yellow
SPEC-711_c | SPEC-342 | 4 | Plain Washer, ISO 7089, M5, 5.3 mm ID, 10 mm OD, SS
SPEC-711_c | SPEC-354_c | 1 | Sensors 20Bs
SPEC-711_c | SPEC-362 | 1 | MHR-b R cover + Hanger
SPEC-711_c | SPEC-366 | 1 | b HP trigger in mount
SPEC-711_c | SPEC-418 | 0.1 | Clear tube, OD.4mm, ID.2,5mm, 25mts - 1025U04R08
SPEC-711_c | SPEC-441 | 2 | Fitting M5 4mm 90 - 3169 04 19
SPEC-711_c | SPEC-451 | 2 | Pan Head Screws, M4 x 0.70 mm Thread, 8mm Long, SS
SPEC-711_c | SPEC-50 | 1 | MHR-b HP Cover L
SPEC-711_c | SPEC-553 | 2 | Grower washer, M4, 4.4 mm ID, 7 mm OD, SS
SPEC-711_c | SPEC-560 | 4 | Slotted Countersunk Head Screws, M3, Thread 10mm long, Nylon
SPEC-711_c | SPEC-569 | 4 | 3.5x200mm Cable Tie
SPEC-711_c | SPEC-594_c | 1 | MHR-b Umbilical Xcell
SPEC-711_c | SPEC-697 | 1 | QUAD-Aesth-BLEND-b Yellow Label
SPEC-711_c | SPEC-718 | 1 | HP Seal Blend
SPEC-711_c | SPEC-83 | 1 | Lasermet AP-32x16
SPEC-711_c | SPEC-858_c | 1 | Quad-BLEND-b Laserhead, capillary
SPEC-711_c | SPEC-881 | 2 | Push-in fitting Ø4mm x M5, Straight, Cylindrical, Male
SPEC-711_c | SPEC-884 | 1 | M3x30 Cheese Slotted Nylon M/Screw
SPEC-723_c | SPEC-117 | 1 | HP sticker plate
SPEC-723_c | SPEC-154 | 1 | PCBA MHR-b HP Main
SPEC-723_c | SPEC-271 | 2 | Flat washer, ISO 7092, M4, 4.300 mm ID, 8 mm OD
SPEC-723_c | SPEC-275 | 4 | Socket Head Screw, ISO 4762 M3 x 0.5 mm Thread, 12 mm Long, 18-8 SS
SPEC-723_c | SPEC-1516 | 1 | Lanyard Single
SPEC-723_c | SPEC-289 | 1 | HP sticker cover
SPEC-723_c | SPEC-318 | 1 | CA MODULAR IR SENSOR
SPEC-723_c | SPEC-323 | 1 | Hex Nut, DIN 934, M3 x 0.5 mm Thread, Zinc-Plated, Class 8
SPEC-723_c | SPEC-328 | 2 | RS PRO Insulated Ring Terminal, M4 Stud Size, 2.5mm² to 6mm² Wire Size, Yellow
SPEC-723_c | SPEC-342 | 4 | Plain Washer, ISO 7089, M5, 5.3 mm ID, 10 mm OD, SS
SPEC-723_c | SPEC-362 | 1 | MHR-b R cover + Hanger
SPEC-723_c | SPEC-366 | 1 | b HP trigger in mount
SPEC-723_c | SPEC-367 | 1 | HP Seal 810
SPEC-723_c | SPEC-418 | 0.05 | Clear tube, OD.4mm, ID.2,5mm, 25mts - 1025U04R08
SPEC-723_c | SPEC-441 | 2 | Fitting M5 4mm 90 - 3169 04 19
SPEC-723_c | SPEC-451 | 2 | Pan Head Screws, M4 x 0.70 mm Thread, 8mm Long, SS
SPEC-723_c | SPEC-465_c | 1 | Sensors 10Bs
SPEC-723_c | SPEC-50 | 1 | MHR-b HP Cover L
SPEC-723_c | SPEC-553 | 2 | Grower washer, M4, 4.4 mm ID, 7 mm OD, SS
SPEC-723_c | SPEC-560 | 4 | Slotted Countersunk Head Screws, M3, Thread 10mm long, Nylon
SPEC-723_c | SPEC-569 | 4 | 3.5x200mm Cable Tie
SPEC-723_c | SPEC-594_c | 1 | MHR-b Umbilical Xcell
SPEC-723_c | SPEC-737 | 1 | SINGLE-Aesth-810-b Yellow Label
SPEC-723_c | SPEC-83 | 1 | Lasermet AP-32x16
SPEC-723_c | SPEC-856_c | 1 | Single-810-b Laserhead, capillary
SPEC-723_c | SPEC-881 | 2 | Push-in fitting Ø4mm x M5, Straight, Cylindrical, Male
SPEC-723_c | SPEC-884 | 1 | M3x30 Cheese Slotted Nylon M/Screw
SPEC-745 | SPEC-100 | 4 | Wheel
SPEC-745 | SPEC-102 | 10 | Black Nylon Snap Rivet, 4mm - 255-9992
SPEC-745 | SPEC-1039 | 9 | 2L31002 [Metalworks - 2L31002 - Push in fitting RL31 Ø 4 1/8]
SPEC-745 | SPEC-104 | 1 | Water pump
SPEC-745 | SPEC-1042 | 1 | 3199 08 13 [Fitting 90º G 1/4''-8mm]
SPEC-745 | SPEC-1044 | 3 | [X2 Locking lever] 09000005222
SPEC-745 | SPEC-1045 | 1 | Front Cover Blind
SPEC-745 | SPEC-1047 | 1 | PTS-1305 [SRF Filter Cover]
SPEC-745 | SPEC-1048 | 1 | BD-07 [Boden BD-07 Micro Piston pump]
SPEC-745 | SPEC-1049 | 1 | 3116670 [SRF Vacuum filter, 1/8" cpl]
SPEC-745 | SPEC-1051 | 2 | 09 14 000 6252 [Pneumatic female contact 3mm]
SPEC-745 | SPEC-106 | 4 | Silentblock - 107083
SPEC-745 | SPEC-1067 | 1 | 3106 04 08 [Fitting Union 4-8 mm]
SPEC-745 | SPEC-1098 | 1 | TDEX6015/TH12G [DS Heatsink fan, 0.5K/W, 60 x 60 x 47mm]
SPEC-745 | SPEC-1114 | 1 | PTS-1178 [SRF Generator Heatsink]
SPEC-745 | SPEC-1118 | 1 | PTS-1182 [SFR Generator heatsink mount]
SPEC-745 | SPEC-1120 | 1 | PRJ_501-1-50135_C1 [Generador PCB]
SPEC-745 | SPEC-1137 | 1 | PTS-1222 [SRF Gen Plate]
SPEC-745 | SPEC-116 | 1 | MIO-2263E-S3A1E
SPEC-745 | SPEC-120 | 4 | Locknut, ISO 10511, M6 x 1.0 mm Thread, 6 mm High
SPEC-745 | SPEC-1202 | 5 | 43045-0412 [Micro-Fit 3.0 PCB Header, 4 Contact(s), 3.0mm Pitch, 2 Row(s), Shrouded]
SPEC-745 | SPEC-1236 | 1 | PTS-2356 [SRF Back Cover - Hartings back]
SPEC-745 | SPEC-1251 | 1 | QT-8 [ Grey Elastomer 888mm Cable Grommet] (Pasamuros Icotek)
SPEC-745 | SPEC-1252 | 2 | 608-2RSL [ Single Row Deep Groove Ball Bearing- Both Sides Sealed 8mm I.D, 22mm O.D]
SPEC-745 | SPEC-1253 | 8 | 1712591 [M4 Anti Vibration Mount, Male to Female Bobbin, 5.5kg Compression Load]
SPEC-745 | SPEC-1254 | 2 | 550011023 [Inner Circlip I-23, DIN 472]
SPEC-745 | SPEC-1255 | 2 | 91292A149 [[ISO 4762 M8 x 1.25 mm Thread, 30 mm Long]]
SPEC-745 | SPEC-1259 | 1 | PTS-2242 [SRF Air pump base]
SPEC-745 | SPEC-1269 | 3 | PTS-1274 [SRF Connector x2 cover]
SPEC-745 | SPEC-127 | 28 | Locknut, ISO 10511 - M4 x 0.7 mm Thread, 5 mm High
SPEC-745 | SPEC-1272 | 1 | 1817 00 10 [Cylindrical BSP female thread bushing G1/8, 19 mm]
SPEC-745 | SPEC-1273 | 1 | 3102 06 08 [Pneumatic fitting, Snap-fit, 6-8 mm]
SPEC-745 | SPEC-1274 | 12 | 91292A123 [Socket Head Screw, M3 x 0.5 mm Thread, 20 mm Long, SS]
SPEC-745 | SPEC-1275 | 4 | T28X190 [Motedis post 28x190, M8 threaded]
SPEC-745 | SPEC-1276 | 3 | 09 14 006 0361 [Han hinged frame plus, for 2 modules A-B]
SPEC-745 | SPEC-1277 | 0.9 | 159-1478 [Nitrile Rubber O-ring, Ø 1.6 mm x 8.5 m]
SPEC-745 | SPEC-1278 | 1 | 176-2279 [pneumatic silencer, brass, 12 bar, threaded, male G 1/8]
SPEC-745 | SPEC-1279 | 3 | VDW250-5G-2-01F-Q [Solenoid Valve, 3 port(s) , NO/NC, 24 V dc, 1/8in]
SPEC-745 | SPEC-1280 | 1 | ASM-1655 [SRF PCB PS]
SPEC-745 | SPEC-1281 | 4 | 91292A129 [Socket Head Screw, ISO 4762 M5 x 0.8 mm Thread, 25 mm Long, SS]
SPEC-745 | SPEC-1282 | 6 | 93805A259 [Threaded Rod, DIN 976, M4 x 0.7 mm Thread Size, 20 mm Long, SS]
SPEC-745 | SPEC-1283 | 4 | 93805A259 [Threaded Rod, DIN 976, M8 x 1.25 mm Thread Size, 40 mm Long, SS]
SPEC-745 | SPEC-1284 | 2 | PTS-2249 [SRF Gen Mount]
SPEC-745 | SPEC-1285 | 1 | PTS-2309 [SRF Gen Box Top]
SPEC-745 | SPEC-1286 | 2 | PTS-2328 [Umbilical guide fastener]
SPEC-745 | SPEC-1287 | 1 | PTS-0242 [SRF Hanger Port R]
SPEC-745 | SPEC-1288 | 4 | PTS-2329 [SRF Support Adapter_logo]
SPEC-745 | SPEC-1289 | 2 | PTS-2332 [HP SRF Support]
SPEC-745 | SPEC-129 | 8 | Socket head cap screw, ISO 4762 M5 x 0.8 mm Thread, 20 mm Long
SPEC-745 | SPEC-1290 | 4 | HTSB-M3-15-5-2 [Standoff, M3 Thread, 15mm Body, Brass, Male/Female]
SPEC-745 | SPEC-1291 | 1 | 15270 [Alphacool Cape Corp Coolplex HF Metal 25 - Chrome reservoir]
SPEC-745 | SPEC-1292 | 1 | PRJ_501-1-50110_C1 [SRF Control PCB]
SPEC-745 | SPEC-1293 | 1 | PRJ_501-1-50114_B1 [SRF RF PCB]
SPEC-745 | SPEC-130 | 11 | Rivet nut, M4 x 0.70, 18-8 SS
SPEC-745 | SPEC-1317 | 1 | 680S3W3103L401 [3 Way Panel Mount D-sub Connector Plug, 6.85mm Pitch]
SPEC-745 | SPEC-1318 | 1 | 3106 08 00 [Straight Tube-to-Tube Adaptor, Push In 8-8mm]
SPEC-745 | SPEC-1319 | 1.67 | 1100U06R08 [Legris clear tube OD 6mm]
SPEC-745 | SPEC-132 | 6 | Socket head cap screw, ISO 4762 M4 x 0.7 mm Thread, 10 mm Long
SPEC-745 | SPEC-1320 | 1.15 | 1100U08R08 [Legris clear tube OD 8mm]
SPEC-745 | SPEC-133 | 2 | Motedis 28x515mm M8
SPEC-745 | SPEC-134 | 6 | Socket head cap screw, ISO 4762 M8 x 1.25 mm Thread, 16 mm Long
SPEC-745 | SPEC-135 | 4 | Socket head cap screw, ISO 4762 M10 x 1.5 mm Thread 100 mm Long
SPEC-745 | SPEC-1357 | 2 | 3199 06 19 [Fitting Elbow M5 to 6mm]
SPEC-745 | SPEC-1361 | 1 | WSRF-0001 [Mains_Box]
SPEC-745 | SPEC-1362 | 1 | WSRF-0002 [Power_Supply]
SPEC-745 | SPEC-1363 | 1 | WSRF-0003 [HMI_Power]
SPEC-745 | SPEC-1364 | 1 | WSRF-0004 [HMI_serial]
SPEC-745 | SPEC-1365 | 1 | WSRF-0005 [Touch _Data]
SPEC-745 | SPEC-1366 | 1 | WSRF-0006 [FC_Temp_Sensor]
SPEC-745 | SPEC-1367 | 1 | WSRF-0007 [Console_Harting]
SPEC-745 | SPEC-1368 | 1 | WSRF-0008 [Foot_Switch]
SPEC-745 | SPEC-1369 | 1 | WSRF-0009 [RF_Data]
SPEC-745 | SPEC-1370 | 1 | WSRF-0010 [Generator_Power]
SPEC-745 | SPEC-1371 | 1 | WSRF-0011 [Generator_Data]
SPEC-745 | SPEC-1372 | 1 | WSRF-0012 [Generator_Coaxial]
SPEC-745 | SPEC-1373 | 1 | WSRF-0013 [Valve_SF]
SPEC-745 | SPEC-1374 | 1 | WSRF-0014 [Valve_Switch]
SPEC-745 | SPEC-1375 | 1 | WSRF-0015 [Valve_BS]
SPEC-745 | SPEC-1376 | 1 | WSRF-0016 [Generator_Fan]
SPEC-745 | SPEC-1377 | 1 | WSRF-0017 [Vacuum_Pump]
SPEC-745 | SPEC-1378 | 1 | WSRF-0018 [Hydraulic_Pump]
SPEC-745 | SPEC-1391 | 1 | 082-97-RFX [RF/COAXIAL, N JACK, STRAIGHT, 50 OHM, SOLDER]
SPEC-745 | SPEC-140 | 1 | Fitting Bulkhead 8-8 - 3116 08 00
SPEC-745 | SPEC-1403 | 1 | PTS-2366 [HP Post seal L] SRF
SPEC-745 | SPEC-1404 | 1 | PTS-2368 [HP Post seal R] SRF
SPEC-745 | SPEC-161 | 12 | Hex Socket Countersunk Head Screw, ISO 10642, M4 x 0.7 mm Thread, 16 mm Long, SS
SPEC-745 | SPEC-167 | 12 | Hex Socket Countersunk Head Screw, ISO 10642, M3 x 0.5 mm Thread, 6 mm Long, SS
SPEC-745 | SPEC-170 | 18 | Hex Socket Countersunk Head Screw, ISO 10642, M4 x 0.7 mm Thread, 12 mm Long
SPEC-745 | SPEC-171 | 2 | Motedis 28X150.5 M8
SPEC-745 | SPEC-172 | 6 | Hex Socket Countersunk Head Screw,ISO 10642, M3 x 0.5 mm Thread, 5 mm Long,SS
SPEC-745 | SPEC-180 | 1 | Fitting Elbow 1/8 to 8mm - 3199 08 10
SPEC-745 | SPEC-183 | 1 | Fitting Plug 8mm - 3126 08 00
SPEC-745 | SPEC-187 | 1 | Push in fitting RL31 Ø 6 1/8 - 2L31008
SPEC-745 | SPEC-194 | 2 | Socket Head Screw, ISO 4762, M3 x 0.5 mm Thread, 10 mm Long, SS
SPEC-745 | SPEC-195 | 16 | Locknut, DIN 985, M3 x 0.5 mm Thread, 4 mm High
SPEC-745 | SPEC-198 | 2 | Socket Head Screw, ISO 4762, M4 x 0.7 mm Thread, 25 mm Long, SS
SPEC-745 | SPEC-205 | 1 | b touch protector
SPEC-745 | SPEC-210 | 1 | Leaseir Logo Front Sticker
SPEC-745 | SPEC-217 | 6 | M-F Hex Standoff Spacers, M3-05-5-2, 5mm, 5mm Long, M3, Brass
SPEC-745 | SPEC-221 | 1 | Console label cover
SPEC-745 | SPEC-238 | 4 | Hex Socket Countersunk Head Screw, ISO 10642, M6 x 1.0 mm Thread, 20 mm Long, SS
SPEC-745 | SPEC-254 | 1 | Fitting Bulkhead 6-6 - 3116 06 00
SPEC-745 | SPEC-255 | 1 | MHR Frontal Cover
SPEC-745 | SPEC-26 | 2 | Hanger port Spacer
SPEC-745 | SPEC-268 | 1 | HP Hanger Port
SPEC-745 | SPEC-27 | 4 | Cover, Silentblocks (Color RAL 7012)
SPEC-745 | SPEC-271 | 4 | Flat washer, ISO 7092, M4, 4.300 mm ID, 8 mm OD
SPEC-745 | SPEC-274 | 4 | Flat washer, ISO 7092 M3, 3.200 mm ID, 6 mm OD, SS
SPEC-745 | SPEC-275 | 2 | Socket Head Screw, ISO 4762 M3 x 0.5 mm Thread, 12 mm Long, 18-8 SS
SPEC-745 | SPEC-295 | 12 | Socket Head Screw, ISO 4762 M5 x 0.8 mm Thread, 10 mm Long, SS
SPEC-745 | SPEC-321 | 4 | Socket Countersunk Head Screw, ISO 10642, M3 x 0.5 mm Thread, 8 mm Long, SS
SPEC-745 | SPEC-322 | 6 | Socket Head Screw, ISO 4762 M3 x 0.5 mm Thread, 8 mm Long, SS
SPEC-745 | SPEC-342 | 12 | Plain Washer, ISO 7089, M5, 5.3 mm ID, 10 mm OD, SS
SPEC-745 | SPEC-4 | 1 | Crate Mount
SPEC-745 | SPEC-418 | 1.93 | Clear tube, OD.4mm, ID.2,5mm, 25mts - 1025U04R08
SPEC-745 | SPEC-423 | 2 | Pneumatic male fitting Ø4 - Harting 09 14 000 6153
SPEC-745 | SPEC-449 | 12 | Socket Head Screw, ISO 4762 M4 x 0.7 mm Thread, 8 mm Long, SS
SPEC-745 | SPEC-453 | 1 | Airswitch - Herga 6872-AC
SPEC-745 | SPEC-455 | 3 | Pneumatic x3 Body - Harting 09 14 003 4501
SPEC-745 | SPEC-516 | 4 | Prevailing torque High Nut, M10 x 1.5 mm Thread, Class 8, Zinc-Plated Steel
SPEC-745 | SPEC-553 | 3 | Grower washer, M4, 4.4 mm ID, 7 mm OD, SS
SPEC-745 | SPEC-565 | 1.08 | Frontal Cover gasket
SPEC-745 | SPEC-569 | 10 | 3.5x200mm Cable Tie
SPEC-745 | SPEC-582 | 2 | Plain Washer, ISO 7089, M10, 10.5 mm ID, 20 mm OD, SS
SPEC-745 | SPEC-588 | 4 | M-F Hex Standoff Spacer, M3, 5mm Hex size, 10mm Long ,8 mm Thread size, Brass
SPEC-745 | SPEC-589 | 4 | M-F Hex Standoff Spacer, M5, 8mm Hex size, 10mm Long ,8 mm Thread size, Brass
SPEC-745 | SPEC-6 | 2 | Angle Mount
SPEC-745 | SPEC-606 | 4 | Countersunk Washer, 5.3 mm ID, 16 mm OD, SS
SPEC-745 | SPEC-636 | 1 | SRF Base 910 Painted, RAL 9010
SPEC-745 | SPEC-640 | 1 | SRF Top Tray
SPEC-745 | SPEC-641 | 1 | SRF Filter Mount
SPEC-745 | SPEC-642 | 1 | SRF Filter Mount Top
SPEC-745 | SPEC-643 | 1 | SRF Hydraulic Mount
SPEC-745 | SPEC-646 | 1 | XT45 50mm Triple (disipador)
SPEC-745 | SPEC-647 | 3 | SRF Ventilador ref. NMB 05015SS-24R-00 (2672958 Farnell)
SPEC-745 | SPEC-648 | 5 | Legris 90 deg 1/4_6mm 31990613
SPEC-745 | SPEC-649 | 3 | SRF rejilla del ventilador (Finger Guard 50x50) (farnell 2533088)
SPEC-745 | SPEC-660 | 1 | Advantech -SQF-SHMM2-64G-S9C
SPEC-745 | SPEC-7 | 1 | Front Mount L
SPEC-745 | SPEC-70 | 1 | CPU Heatsink
SPEC-745 | SPEC-768 | 0.4 | INSULATION FOAM TAPE 50mmx3mmx15m (meter a stock por mts)
SPEC-745 | SPEC-783 | 1 | 4G SO-DDR3-1600 RAM Memory
SPEC-745 | SPEC-8 | 1 | Front Mount R
SPEC-745 | SPEC-832 | 6 | Plain Stainless Steel Hex Socket Grub Screw , DIN 916, M5 x 0.8 mm Thread x 12mm Long
SPEC-745 | SPEC-869 | 6 | Polyamide M4 tooth knob
SPEC-745 | SPEC-9 | 1 | b Touchscreen support
SPEC-745 | SPEC-942 | 1 | Leaseir SRF Console Label
SPEC-745 | SPEC-978 | 1 | 06900610 [20AWG TS Wire, OD:2.1mm ,Color:Black]
SPEC-745 | SPEC-979 | 1 | 06900613 [20AWG TS Wire, OD:2.1mm ,Color:Red]
SPEC-745 | SPEC-98 | 1 | Power Supply - Vega Lite 750
SPEC-745 | SPEC-99 | 1 | Touchscreen - IDK-1115R-50XGA1
SPEC-745 | SPEC-1258 | 1 | PTS-1185 [SRF Gen Base]
SPEC-746 | SPEC-1125 | 1 | PTS-0258 [SRF FC Body]
SPEC-746 | SPEC-1126 | 1 | PTS-0267 [SRF FC Wedge]
SPEC-746 | SPEC-1130 | 2 | 490-1317 [Peltier Module, 17.9W, 3.9A, 7.6V, 30 x 15mm]
SPEC-746 | SPEC-1131 | 2 | PTS-0244 [SRF FC applied]
SPEC-746 | SPEC-1138 | 1 | PTS-1287 [SRF FC spacer cover]
SPEC-746 | SPEC-119 | 1 | Fitting straight M5 to 6mm - 3181 04 19
SPEC-746 | SPEC-1220 | 2 | AD592CNZ [Temperature Sensor IC, Analogue, 0.5°C, -25 °C, 105 °C, TO-92, 3 Pins]
SPEC-746 | SPEC-1302 | 1 | PTS-1090 [SRF Switch Holder]
SPEC-746 | SPEC-1314 | 1 | PTS-1086 [SRF Hanger Pocket Blind]
SPEC-746 | SPEC-1333 | 1 | ASM-0332.001 [PCBA HP BS Board]
SPEC-746 | SPEC-1336 | 1 | PTS-0262.001 [SRF Con Label Plate]
SPEC-746 | SPEC-1337 | 1 | PTS-1926 [SRF HP Cover R]
SPEC-746 | SPEC-1339 | 1 | PTS-1925 [SRF HP Cover L]
SPEC-746 | SPEC-1341 | 8 | 92605A099 [Flat-tip Screw, DIN 913, M3 x 0.5 mm Thread, 5 mm Long, SS]
SPEC-746 | SPEC-1342 | 2 | 92605A228 [Flat-tip Screw, DIN 913, M5 x 0.8 mm Thread, 5 mm Long, SS]
SPEC-746 | SPEC-1343 | 1 | 35507-0200 [Sherlock Female Connector Housing, 2mm Pitch, 2 Way, 1 Row]
SPEC-746 | SPEC-1344 | 2 | 534-238 [Insulated Ring Terminal, M3 Stud Size, 0.5mm² to 1.5mm² Wire Size, Red]
SPEC-746 | SPEC-1346 | 4 | 92605A097 [Flat-tip Screw, DIN 913, M3 x 0.5 mm Thread, 3 mm Long, SS]
SPEC-746 | SPEC-1347 | 4 | 91292A832 [Socket Head Screw, ISO 4762, M2x0.4 mm Thread, 8 mm Long, SS]
SPEC-746 | SPEC-208 | 4 | Tornillo M3x12 AV
SPEC-746 | SPEC-274 | 4 | Flat washer, ISO 7092 M3, 3.200 mm ID, 6 mm OD, SS
SPEC-746 | SPEC-30 | 1 | HP Hanger clip
SPEC-746 | SPEC-322 | 7 | Socket Head Screw, ISO 4762 M3 x 0.5 mm Thread, 8 mm Long, SS
SPEC-746 | SPEC-368 | 2 | Multimec 1PS-06
SPEC-746 | SPEC-369 | 1 | Multimec 5GTH9XX
SPEC-746 | SPEC-441 | 1 | Fitting M5 4mm 90 - 3169 04 19
SPEC-746 | SPEC-496 | 1 | Sherlock Female Connector Housing, 2mm Pitch, 6 Way, 1 Row
SPEC-746 | SPEC-559 | 2 | Socket Head Screw, ISO 4762 M2 x 0.4 mm Thread, 12 mm Long, SS
SPEC-746 | SPEC-560 | 4 | Slotted Countersunk Head Screws, M3, Thread 10mm long, Nylon
SPEC-746 | SPEC-596 | 1 | Flat Tip Screw, ISO 4026, DIN 913, M4 x 0.7 mm Thread, 8 mm Long, SS
SPEC-746 | SPEC-779 | 8 | 2.00mm Pitch, Micro-Latch Female Crimp Terminal, Tin (Sn) Plating, 24-30 AWG
SPEC-746 | SPEC-832 | 2 | Plain Stainless Steel Hex Socket Grub Screw , DIN 916, M5 x 0.8 mm Thread x 12mm Long
SPEC-746 | SPEC-939 | 1 | Leaseir SRF FC Handpiece Label
SPEC-746 | SPEC-318 | 1 | CA MODULAR IR SENSOR
SPEC-746 | SPEC-1308 | 1 | PTS-0261 [SRF Con Label Cover]
SPEC-746 | SPEC-1507 | 1 | ASM-1137 [SRF FC Umbilical] (0.1)
SPEC-748 | SPEC-940 | 1 | Leaseir SRF FS Handpiece Label
SPEC-748 | SPEC-832 | 2 | Plain Stainless Steel Hex Socket Grub Screw , DIN 916, M5 x 0.8 mm Thread x 12mm Long
SPEC-748 | SPEC-779 | 6 | 2.00mm Pitch, Micro-Latch Female Crimp Terminal, Tin (Sn) Plating, 24-30 AWG
SPEC-748 | SPEC-596 | 1 | Flat Tip Screw, ISO 4026, DIN 913, M4 x 0.7 mm Thread, 8 mm Long, SS
SPEC-748 | SPEC-560 | 4 | Slotted Countersunk Head Screws, M3, Thread 10mm long, Nylon
SPEC-748 | SPEC-556 | 2 | Grower washer, M3, 3.4 mm ID, 5.6 mm OD, SS
SPEC-748 | SPEC-514 | 4 | Hex Socket Countersunk Head Screw, ISO 10642, M3 x 0.5 mm Thread, 10 mm Long, SS
SPEC-748 | SPEC-512 | 2 | Socket Head Screw, ISO 4762 M3 x 0.5 mm Thread, 6 mm Long, SS
SPEC-748 | SPEC-496 | 1 | Sherlock Female Connector Housing, 2mm Pitch, 6 Way, 1 Row
SPEC-748 | SPEC-369 | 1 | Multimec 5GTH9XX
SPEC-748 | SPEC-368 | 2 | Multimec 1PS-06
SPEC-748 | SPEC-322 | 7 | Socket Head Screw, ISO 4762 M3 x 0.5 mm Thread, 8 mm Long, SS
SPEC-748 | SPEC-318 | 1 | CA MODULAR IR SENSOR
SPEC-748 | SPEC-30 | 1 | HP Hanger clip
SPEC-748 | SPEC-274 | 8 | Flat washer, ISO 7092 M3, 3.200 mm ID, 6 mm OD, SS
SPEC-748 | SPEC-217 | 2 | M-F Hex Standoff Spacers, M3-05-5-2, 5mm, 5mm Long, M3, Brass
SPEC-748 | SPEC-195 | 2 | Locknut, DIN 985, M3 x 0.5 mm Thread, 4 mm High
SPEC-748 | SPEC-167 | 2 | Hex Socket Countersunk Head Screw, ISO 10642, M3 x 0.5 mm Thread, 6 mm Long, SS
SPEC-748 | SPEC-1618 | 8 | S-03-03-N [Magnetic disc Ø 3mm, height 3mm, holds approx. 330 g] (0.1)
SPEC-748 | SPEC-1508 | 1 | ASM-1142 [SRF FS/BS Umbilical] (0.1)
SPEC-748 | SPEC-1355 | 2 | 746600330R [PCB Terminal, BUSH, SMD Open, Brass, 4.5 mm, Tin, REDCUBE WP-THRBU]
SPEC-748 | SPEC-1344 | 2 | 534-238 [Insulated Ring Terminal, M3 Stud Size, 0.5mm² to 1.5mm² Wire Size, Red]
SPEC-748 | SPEC-1340 | 1 | ASM-2259 [PCB pogopin FS]
SPEC-748 | SPEC-1339 | 1 | PTS-1925 [SRF HP Cover L]
SPEC-748 | SPEC-1337 | 1 | PTS-1926 [SRF HP Cover R]
SPEC-748 | SPEC-1336 | 1 | PTS-0262.001 [SRF Con Label Plate]
SPEC-748 | SPEC-1334 | 1 | ASM-0335.001 [PCBA SRF Suction Sense]
SPEC-748 | SPEC-1333 | 1 | ASM-0332.001 [PCBA HP BS Board]
SPEC-748 | SPEC-1314 | 1 | PTS-1086 [SRF Hanger Pocket Blind]
SPEC-748 | SPEC-1308 | 1 | PTS-0261 [SRF Con Label Cover]
SPEC-748 | SPEC-1302 | 1 | PTS-1090 [SRF Switch Holder]
SPEC-748 | SPEC-1297 | 2 | PTS-2257 [SRF FS Spring holder]
SPEC-748 | SPEC-1237 | 1 | 09140006152 [Pneumatic contact male 3,0 mm]
SPEC-748 | SPEC-1127 | 1 | PTS-1170.001 [SRF FS tip mount]
SPEC-748 | SPEC-1123 | 2 | 196-5396 [Nitrile Rubber O-Ring, 8mm Bore, 10mm Outer Diameter]
SPEC-748 | SPEC-1041 | 1 | 3140 04 00 [Fitting Y tube 4mm]
SPEC-748 | SPEC-1610 | 1 | PTS-2405.001 [FS Electrode_left]
SPEC-748 | SPEC-1611 | 1 | PTS-2407.001 [FS Electrode_right]
SPEC-748 | SPEC-1616 | 2 | HV-31351 [SRF Pogopin Spring, OD:2.70mm, 25.30mm free length (0.1)
SPEC-748 | SPEC-1609 | 1 | PTS-2403.001 [SRF FS Suction Tip]
SPEC-749 | SPEC-1041 | 1 | 3140 04 00 [Fitting Y tube 4mm]
SPEC-749 | SPEC-1117 | 1 | PTS-2236 [SRF BS RF Mount]
SPEC-749 | SPEC-1121 | 2 | PTS-1927 [SRF BS Cover]
SPEC-749 | SPEC-1122 | 2 | 196-5541 [Nitrile Rubber O-Ring, 8mm Bore, 11.2mm Outer Diameter]
SPEC-749 | SPEC-1159 | 1 | 255-6365 [FKM O-Ring O-Ring, 48mm Bore, 52mm Outer Diameter]
SPEC-749 | SPEC-119 | 1 | Fitting straight M5 to 6mm - 3181 04 19
SPEC-749 | SPEC-1237 | 1 | 09140006152 [Pneumatic contact male 3,0 mm]
SPEC-749 | SPEC-1300 | 2 | PTS-2252 [SRF BS Spring holder]
SPEC-749 | SPEC-1308 | 1 | PTS-0261 [SRF Con Label Cover]
SPEC-749 | SPEC-1333 | 1 | ASM-0332.001 [PCBA HP BS Board]
SPEC-749 | SPEC-1336 | 1 | PTS-0262.001 [SRF Con Label Plate]
SPEC-749 | SPEC-1344 | 2 | 534-238 [Insulated Ring Terminal, M3 Stud Size, 0.5mm² to 1.5mm² Wire Size, Red]
SPEC-749 | SPEC-1348 | 1 | ASM-2256 [PCBA BS SUCTION]
SPEC-749 | SPEC-1349 | 8 | S-05-05-N [Magnetic disc Ø 5 mm, height 5 mm, holds approx. 940 g]
SPEC-749 | SPEC-1355 | 2 | 746600330R [PCB Terminal, BUSH, SMD Open, Brass, 4.5 mm, Tin, REDCUBE WP-THRBU]
SPEC-749 | SPEC-1508 | 1 | ASM-1142 [SRF FS/BS Umbilical] (0.1)
SPEC-749 | SPEC-194 | 4 | Socket Head Screw, ISO 4762, M3 x 0.5 mm Thread, 10 mm Long, SS
SPEC-749 | SPEC-274 | 2 | Flat washer, ISO 7092 M3, 3.200 mm ID, 6 mm OD, SS
SPEC-749 | SPEC-318 | 1 | CA MODULAR IR SENSOR
SPEC-749 | SPEC-496 | 1 | Sherlock Female Connector Housing, 2mm Pitch, 6 Way, 1 Row
SPEC-749 | SPEC-512 | 2 | Socket Head Screw, ISO 4762 M3 x 0.5 mm Thread, 6 mm Long, SS
SPEC-749 | SPEC-556 | 2 | Grower washer, M3, 3.4 mm ID, 5.6 mm OD, SS
SPEC-749 | SPEC-560 | 4 | Slotted Countersunk Head Screws, M3, Thread 10mm long, Nylon
SPEC-749 | SPEC-596 | 1 | Flat Tip Screw, ISO 4026, DIN 913, M4 x 0.7 mm Thread, 8 mm Long, SS
SPEC-749 | SPEC-779 | 6 | 2.00mm Pitch, Micro-Latch Female Crimp Terminal, Tin (Sn) Plating, 24-30 AWG
SPEC-749 | SPEC-832 | 2 | Plain Stainless Steel Hex Socket Grub Screw , DIN 916, M5 x 0.8 mm Thread x 12mm Long
SPEC-749 | SPEC-941 | 1 | Leaseir SRF BS Handpiece Label
SPEC-749 | SPEC-1605 | 1 | PTS-2341.001 [BS Suction tip]
SPEC-749 | SPEC-1606 | 2 | PTS-2343.001 [BS Embedded Electrode]
SPEC-749 | SPEC-1616 | 2 | HV-31351 [SRF Pogopin Spring, OD:2.70mm, 25.30mm free length (0.1)
SPEC-752110DB_c | SPEC-661_c | 1 | Leaseir MHR-110-Aesth-b
SPEC-752110DB_c | SPEC-666_c | 1 | DUAL-Aesth-Blend-b Handpiece
SPEC-752110DB_c | SPEC-232 | 1 | Dual HP Calibration Port
SPEC-752110DB_c | SPEC-880 | 1 | Leaseir MHR Xcell Console Shipping Crate
SPEC-752110DB_c | SPEC-279 | 1 | Textile cover
SPEC-752110DB_c | SPEC-845 | 1 | MHR Back foam
SPEC-752110DB_c | SPEC-846 | 1 | MHR Front foam
SPEC-752110DB_c | SPEC-847 | 2 | MHR Side foam
SPEC-752110DB_c | SPEC-848 | 1 | MHR L/R U-foam
SPEC-752110DB_c | SPEC-525 | 2 | Anti-tip label - TIP-N-TELL
SPEC-752110DB_c | SPEC-454 | 1 | Door Interlock NP2RX-BAG
SPEC-752110DB_c | SPEC-303 | 1 | IEC C19 Power Cord
SPEC-752110DB_c | SPEC-97 | 1 | MHR Handpiece hardcase + Foam
SPEC-752110DB_c | SPEC-753 | 2 | Operator goggles 750-1100 nm O.D7+
SPEC-752110DB_c | SPEC-281 | 1 | PAT patient blinds
SPEC-752110DB_c | SPEC-873 | 1 | Document Briefcase
SPEC-752110DB_c | SPEC-615 | 1 | MHR-b Hanger port
SPEC-752110DB_c | SPEC-958 | 4.5 | Elastic rope coil length 150 m, diameter 2mm (meter a stock por mts)
SPEC-752110DB_c | SPEC-959 | 2 | Tensioner, black
SPEC-752110DB_c | SPEC-960 | 2 | Plastic cord terminal (tapanudos)
SPEC-752110D_c | SPEC-661_c | 1 | Leaseir MHR-110-Aesth-b
SPEC-752110D_c | SPEC-687_c | 1 | Dual-Aesth-810-b Handpiece
SPEC-752110D_c | SPEC-232 | 1 | Dual HP Calibration Port
SPEC-752110D_c | SPEC-880 | 1 | Leaseir MHR Xcell Console Shipping Crate
SPEC-752110D_c | SPEC-279 | 1 | Textile cover
SPEC-752110D_c | SPEC-845 | 1 | MHR Back foam
SPEC-752110D_c | SPEC-846 | 1 | MHR Front foam
SPEC-752110D_c | SPEC-847 | 2 | MHR Side foam
SPEC-752110D_c | SPEC-848 | 1 | MHR L/R U-foam
SPEC-752110D_c | SPEC-525 | 2 | Anti-tip label - TIP-N-TELL
SPEC-752110D_c | SPEC-454 | 1 | Door Interlock NP2RX-BAG
SPEC-752110D_c | SPEC-303 | 1 | IEC C19 Power Cord
SPEC-752110D_c | SPEC-97 | 1 | MHR Handpiece hardcase + Foam
SPEC-752110D_c | SPEC-280 | 2 | Operator goggles - ATD #52 780-830nm O.D6+
SPEC-752110D_c | SPEC-281 | 1 | PAT patient blinds
SPEC-752110D_c | SPEC-873 | 1 | Document Briefcase
SPEC-752110D_c | SPEC-615 | 1 | MHR-b Hanger port
SPEC-752110D_c | SPEC-958 | 4.5 | Elastic rope coil length 150 m, diameter 2mm (meter a stock por mts)
SPEC-752110D_c | SPEC-959 | 2 | Tensioner, black
SPEC-752110D_c | SPEC-960 | 2 | Plastic cord terminal (tapanudos)
SPEC-752110QB_c | SPEC-661_c | 1 | Leaseir MHR-110-Aesth-b
SPEC-752110QB_c | SPEC-711_c | 1 | QUAD-Aesth-Blend-b Handpiece
SPEC-752110QB_c | SPEC-226 | 1 | Quad HP Calibration Port
SPEC-752110QB_c | SPEC-880 | 1 | Leaseir MHR Xcell Console Shipping Crate
SPEC-752110QB_c | SPEC-279 | 1 | Textile cover
SPEC-752110QB_c | SPEC-845 | 1 | MHR Back foam
SPEC-752110QB_c | SPEC-846 | 1 | MHR Front foam
SPEC-752110QB_c | SPEC-847 | 2 | MHR Side foam
SPEC-752110QB_c | SPEC-848 | 1 | MHR L/R U-foam
SPEC-752110QB_c | SPEC-525 | 2 | Anti-tip label - TIP-N-TELL
SPEC-752110QB_c | SPEC-454 | 1 | Door Interlock NP2RX-BAG
SPEC-752110QB_c | SPEC-303 | 1 | IEC C19 Power Cord
SPEC-752110QB_c | SPEC-97 | 1 | MHR Handpiece hardcase + Foam
SPEC-752110QB_c | SPEC-753 | 2 | Operator goggles 750-1100 nm O.D7+
SPEC-752110QB_c | SPEC-281 | 1 | PAT patient blinds
SPEC-752110QB_c | SPEC-873 | 1 | Document Briefcase
SPEC-752110QB_c | SPEC-615 | 1 | MHR-b Hanger port
SPEC-752110QB_c | SPEC-958 | 4.5 | Elastic rope coil length 150 m, diameter 2mm (meter a stock por mts)
SPEC-752110QB_c | SPEC-959 | 2 | Tensioner, black
SPEC-752110QB_c | SPEC-960 | 2 | Plastic cord terminal (tapanudos)
SPEC-752110Q_c | SPEC-661_c | 1 | Leaseir MHR-110-Aesth-b
SPEC-752110Q_c | SPEC-685_c | 1 | QUAD-Aesth-810-b Handpiece
SPEC-752110Q_c | SPEC-226 | 1 | Quad HP Calibration Port
SPEC-752110Q_c | SPEC-880 | 1 | Leaseir MHR Xcell Console Shipping Crate
SPEC-752110Q_c | SPEC-279 | 1 | Textile cover
SPEC-752110Q_c | SPEC-845 | 1 | MHR Back foam
SPEC-752110Q_c | SPEC-846 | 1 | MHR Front foam
SPEC-752110Q_c | SPEC-847 | 2 | MHR Side foam
SPEC-752110Q_c | SPEC-848 | 1 | MHR L/R U-foam
SPEC-752110Q_c | SPEC-525 | 2 | Anti-tip label - TIP-N-TELL
SPEC-752110Q_c | SPEC-454 | 1 | Door Interlock NP2RX-BAG
SPEC-752110Q_c | SPEC-303 | 1 | IEC C19 Power Cord
SPEC-752110Q_c | SPEC-97 | 1 | MHR Handpiece hardcase + Foam
SPEC-752110Q_c | SPEC-753 | 2 | Operator goggles 750-1100 nm O.D7+
SPEC-752110Q_c | SPEC-281 | 1 | PAT patient blinds
SPEC-752110Q_c | SPEC-873 | 1 | Document Briefcase
SPEC-752110Q_c | SPEC-615 | 1 | MHR-b Hanger port
SPEC-752110Q_c | SPEC-958 | 4.5 | Elastic rope coil length 150 m, diameter 2mm (meter a stock por mts)
SPEC-752110Q_c | SPEC-959 | 2 | Tensioner, black
SPEC-752110Q_c | SPEC-960 | 2 | Plastic cord terminal (tapanudos)
SPEC-752110S_c | SPEC-232 | 1 | Dual HP Calibration Port
SPEC-752110S_c | SPEC-279 | 1 | Textile cover
SPEC-752110S_c | SPEC-281 | 1 | PAT patient blinds
SPEC-752110S_c | SPEC-303 | 1 | IEC C19 Power Cord
SPEC-752110S_c | SPEC-454 | 1 | Door Interlock NP2RX-BAG
SPEC-752110S_c | SPEC-525 | 2 | Anti-tip label - TIP-N-TELL
SPEC-752110S_c | SPEC-661_c | 1 | Leaseir MHR-110-Aesth-b
SPEC-752110S_c | SPEC-723_c | 1 | SINGLE-Aesth-810-b Handpiece
SPEC-752110S_c | SPEC-280 | 2 | Operator goggles - ATD #52 780-830nm O.D6+
SPEC-752110S_c | SPEC-845 | 1 | MHR Back foam
SPEC-752110S_c | SPEC-846 | 1 | MHR Front foam
SPEC-752110S_c | SPEC-847 | 2 | MHR Side foam
SPEC-752110S_c | SPEC-848 | 1 | MHR L/R U-foam
SPEC-752110S_c | SPEC-873 | 1 | Document Briefcase
SPEC-752110S_c | SPEC-880 | 1 | Leaseir MHR Xcell Console Shipping Crate
SPEC-752110S_c | SPEC-97 | 1 | MHR Handpiece hardcase + Foam
SPEC-752110S_c | SPEC-615 | 1 | MHR-b Hanger port
SPEC-752110S_c | SPEC-958 | 4.5 | Elastic rope coil length 150 m, diameter 2mm (meter a stock por mts)
SPEC-752110S_c | SPEC-959 | 2 | Tensioner, black
SPEC-752110S_c | SPEC-960 | 2 | Plastic cord terminal (tapanudos)
SPEC-752110_c | SPEC-232 | 1 | Dual HP Calibration Port
SPEC-752110_c | SPEC-279 | 1 | Textile cover
SPEC-752110_c | SPEC-281 | 1 | PAT patient blinds
SPEC-752110_c | SPEC-303 | 1 | IEC C19 Power Cord
SPEC-752110_c | SPEC-454 | 1 | Door Interlock NP2RX-BAG
SPEC-752110_c | SPEC-525 | 2 | Anti-tip label - TIP-N-TELL
SPEC-752110_c | SPEC-661_c | 1 | Leaseir MHR-110-Aesth-b
SPEC-752110_c | SPEC-723_c | 1 | SINGLE-Aesth-810-b Handpiece
SPEC-752110_c | SPEC-280 | 2 | Operator goggles - ATD #52 780-830nm O.D6+
SPEC-752110_c | SPEC-845 | 1 | MHR Back foam
SPEC-752110_c | SPEC-846 | 1 | MHR Front foam
SPEC-752110_c | SPEC-847 | 2 | MHR Side foam
SPEC-752110_c | SPEC-848 | 1 | MHR L/R U-foam
SPEC-752110_c | SPEC-873 | 1 | Document Briefcase
SPEC-752110_c | SPEC-880 | 1 | Leaseir MHR Xcell Console Shipping Crate
SPEC-752110_c | SPEC-97 | 1 | MHR Handpiece hardcase + Foam
SPEC-752110_c | SPEC-615 | 1 | MHR-b Hanger port
SPEC-752110_c | SPEC-958 | 4.5 | Elastic rope coil length 150 m, diameter 2mm (meter a stock por mts)
SPEC-752110_c | SPEC-959 | 2 | Tensioner, black
SPEC-752110_c | SPEC-960 | 2 | Plastic cord terminal (tapanudos)
SPEC-752230DB_c | SPEC-683_c | 1 | Leaseir MHR-230-Aesth-b
SPEC-752230DB_c | SPEC-666_c | 1 | DUAL-Aesth-Blend-b Handpiece
SPEC-752230DB_c | SPEC-232 | 1 | Dual HP Calibration Port
SPEC-752230DB_c | SPEC-880 | 1 | Leaseir MHR Xcell Console Shipping Crate
SPEC-752230DB_c | SPEC-279 | 1 | Textile cover
SPEC-752230DB_c | SPEC-845 | 1 | MHR Back foam
SPEC-752230DB_c | SPEC-846 | 1 | MHR Front foam
SPEC-752230DB_c | SPEC-847 | 2 | MHR Side foam
SPEC-752230DB_c | SPEC-848 | 1 | MHR L/R U-foam
SPEC-752230DB_c | SPEC-525 | 2 | Anti-tip label - TIP-N-TELL
SPEC-752230DB_c | SPEC-454 | 1 | Door Interlock NP2RX-BAG
SPEC-752230DB_c | SPEC-303 | 1 | IEC C19 Power Cord
SPEC-752230DB_c | SPEC-97 | 1 | MHR Handpiece hardcase + Foam
SPEC-752230DB_c | SPEC-753 | 2 | Operator goggles 750-1100 nm O.D7+
SPEC-752230DB_c | SPEC-281 | 1 | PAT patient blinds
SPEC-752230DB_c | SPEC-873 | 1 | Document Briefcase
SPEC-752230DB_c | SPEC-615 | 1 | MHR-b Hanger port
SPEC-752230DB_c | SPEC-958 | 4.5 | Elastic rope coil length 150 m, diameter 2mm (meter a stock por mts)
SPEC-752230DB_c | SPEC-959 | 2 | Tensioner, black
SPEC-752230DB_c | SPEC-960 | 2 | Plastic cord terminal (tapanudos)
SPEC-752230D_c | SPEC-683_c | 1 | Leaseir MHR-230-Aesth-b
SPEC-752230D_c | SPEC-687_c | 1 | Dual-Aesth-810-b Handpiece
SPEC-752230D_c | SPEC-232 | 1 | Dual HP Calibration Port
SPEC-752230D_c | SPEC-880 | 1 | Leaseir MHR Xcell Console Shipping Crate
SPEC-752230D_c | SPEC-279 | 1 | Textile cover
SPEC-752230D_c | SPEC-845 | 1 | MHR Back foam
SPEC-752230D_c | SPEC-846 | 1 | MHR Front foam
SPEC-752230D_c | SPEC-847 | 2 | MHR Side foam
SPEC-752230D_c | SPEC-848 | 1 | MHR L/R U-foam
SPEC-752230D_c | SPEC-525 | 2 | Anti-tip label - TIP-N-TELL
SPEC-752230D_c | SPEC-454 | 1 | Door Interlock NP2RX-BAG
SPEC-752230D_c | SPEC-303 | 1 | IEC C19 Power Cord
SPEC-752230D_c | SPEC-97 | 1 | MHR Handpiece hardcase + Foam
SPEC-752230D_c | SPEC-280 | 2 | Operator goggles - ATD #52 780-830nm O.D6+
SPEC-752230D_c | SPEC-281 | 1 | PAT patient blinds
SPEC-752230D_c | SPEC-873 | 1 | Document Briefcase
SPEC-752230D_c | SPEC-615 | 1 | MHR-b Hanger port
SPEC-752230D_c | SPEC-958 | 4.5 | Elastic rope coil length 150 m, diameter 2mm (meter a stock por mts)
SPEC-752230D_c | SPEC-959 | 2 | Tensioner, black
SPEC-752230D_c | SPEC-960 | 2 | Plastic cord terminal (tapanudos)
SPEC-752230QB_c | SPEC-683_c | 1 | Leaseir MHR-230-Aesth-b
SPEC-752230QB_c | SPEC-711_c | 1 | QUAD-Aesth-Blend-b Handpiece
SPEC-752230QB_c | SPEC-226 | 1 | Quad HP Calibration Port
SPEC-752230QB_c | SPEC-880 | 1 | Leaseir MHR Xcell Console Shipping Crate
SPEC-752230QB_c | SPEC-279 | 1 | Textile cover
SPEC-752230QB_c | SPEC-845 | 1 | MHR Back foam
SPEC-752230QB_c | SPEC-846 | 1 | MHR Front foam
SPEC-752230QB_c | SPEC-847 | 2 | MHR Side foam
SPEC-752230QB_c | SPEC-848 | 1 | MHR L/R U-foam
SPEC-752230QB_c | SPEC-525 | 2 | Anti-tip label - TIP-N-TELL
SPEC-752230QB_c | SPEC-454 | 1 | Door Interlock NP2RX-BAG
SPEC-752230QB_c | SPEC-303 | 1 | IEC C19 Power Cord
SPEC-752230QB_c | SPEC-97 | 1 | MHR Handpiece hardcase + Foam
SPEC-752230QB_c | SPEC-753 | 2 | Operator goggles 750-1100 nm O.D7+
SPEC-752230QB_c | SPEC-281 | 1 | PAT patient blinds
SPEC-752230QB_c | SPEC-873 | 1 | Document Briefcase
SPEC-752230QB_c | SPEC-615 | 1 | MHR-b Hanger port
SPEC-752230QB_c | SPEC-958 | 4.5 | Elastic rope coil length 150 m, diameter 2mm (meter a stock por mts)
SPEC-752230QB_c | SPEC-959 | 2 | Tensioner, black
SPEC-752230QB_c | SPEC-960 | 2 | Plastic cord terminal (tapanudos)
SPEC-752230Q_c | SPEC-683_c | 1 | Leaseir MHR-230-Aesth-b
SPEC-752230Q_c | SPEC-685_c | 1 | QUAD-Aesth-810-b Handpiece
SPEC-752230Q_c | SPEC-226 | 1 | Quad HP Calibration Port
SPEC-752230Q_c | SPEC-880 | 1 | Leaseir MHR Xcell Console Shipping Crate
SPEC-752230Q_c | SPEC-279 | 1 | Textile cover
SPEC-752230Q_c | SPEC-845 | 1 | MHR Back foam
SPEC-752230Q_c | SPEC-846 | 1 | MHR Front foam
SPEC-752230Q_c | SPEC-847 | 2 | MHR Side foam
SPEC-752230Q_c | SPEC-848 | 1 | MHR L/R U-foam
SPEC-752230Q_c | SPEC-525 | 2 | Anti-tip label - TIP-N-TELL
SPEC-752230Q_c | SPEC-454 | 1 | Door Interlock NP2RX-BAG
SPEC-752230Q_c | SPEC-303 | 1 | IEC C19 Power Cord
SPEC-752230Q_c | SPEC-97 | 1 | MHR Handpiece hardcase + Foam
SPEC-752230Q_c | SPEC-280 | 2 | Operator goggles - ATD #52 780-830nm O.D6+
SPEC-752230Q_c | SPEC-281 | 1 | PAT patient blinds
SPEC-752230Q_c | SPEC-873 | 1 | Document Briefcase
SPEC-752230Q_c | SPEC-615 | 1 | MHR-b Hanger port
SPEC-752230Q_c | SPEC-958 | 4.5 | Elastic rope coil length 150 m, diameter 2mm (meter a stock por mts)
SPEC-752230Q_c | SPEC-959 | 2 | Tensioner, black
SPEC-752230Q_c | SPEC-960 | 2 | Plastic cord terminal (tapanudos)
SPEC-752230S_c | SPEC-232 | 1 | Dual HP Calibration Port
SPEC-752230S_c | SPEC-279 | 1 | Textile cover
SPEC-752230S_c | SPEC-281 | 1 | PAT patient blinds
SPEC-752230S_c | SPEC-303 | 1 | IEC C19 Power Cord
SPEC-752230S_c | SPEC-454 | 1 | Door Interlock NP2RX-BAG
SPEC-752230S_c | SPEC-525 | 2 | Anti-tip label - TIP-N-TELL
SPEC-752230S_c | SPEC-683_c | 1 | Leaseir MHR-230-Aesth-b
SPEC-752230S_c | SPEC-723_c | 1 | SINGLE-Aesth-810-b Handpiece
SPEC-752230S_c | SPEC-280 | 2 | Operator goggles - ATD #52 780-830nm O.D6+
SPEC-752230S_c | SPEC-845 | 1 | MHR Back foam
SPEC-752230S_c | SPEC-846 | 1 | MHR Front foam
SPEC-752230S_c | SPEC-847 | 2 | MHR Side foam
SPEC-752230S_c | SPEC-848 | 1 | MHR L/R U-foam
SPEC-752230S_c | SPEC-873 | 1 | Document Briefcase
SPEC-752230S_c | SPEC-880 | 1 | Leaseir MHR Xcell Console Shipping Crate
SPEC-752230S_c | SPEC-97 | 1 | MHR Handpiece hardcase + Foam
SPEC-752230S_c | SPEC-615 | 1 | MHR-b Hanger port
SPEC-752230S_c | SPEC-958 | 4.5 | Elastic rope coil length 150 m, diameter 2mm (meter a stock por mts)
SPEC-752230S_c | SPEC-959 | 2 | Tensioner, black
SPEC-752230S_c | SPEC-960 | 2 | Plastic cord terminal (tapanudos)
SPEC-752230_c | SPEC-232 | 1 | Dual HP Calibration Port
SPEC-752230_c | SPEC-279 | 1 | Textile cover
SPEC-752230_c | SPEC-281 | 1 | PAT patient blinds
SPEC-752230_c | SPEC-303 | 1 | IEC C19 Power Cord
SPEC-752230_c | SPEC-454 | 1 | Door Interlock NP2RX-BAG
SPEC-752230_c | SPEC-525 | 2 | Anti-tip label - TIP-N-TELL
SPEC-752230_c | SPEC-683_c | 1 | Leaseir MHR-230-Aesth-b
SPEC-752230_c | SPEC-723_c | 1 | SINGLE-Aesth-810-b Handpiece
SPEC-752230_c | SPEC-280 | 2 | Operator goggles - ATD #52 780-830nm O.D6+
SPEC-752230_c | SPEC-845 | 1 | MHR Back foam
SPEC-752230_c | SPEC-846 | 1 | MHR Front foam
SPEC-752230_c | SPEC-847 | 2 | MHR Side foam
SPEC-752230_c | SPEC-848 | 1 | MHR L/R U-foam
SPEC-752230_c | SPEC-873 | 1 | Document Briefcase
SPEC-752230_c | SPEC-880 | 1 | Leaseir MHR Xcell Console Shipping Crate
SPEC-752230_c | SPEC-97 | 1 | MHR Handpiece hardcase + Foam
SPEC-752230_c | SPEC-615 | 1 | MHR-b Hanger port
SPEC-752230_c | SPEC-958 | 4.5 | Elastic rope coil length 150 m, diameter 2mm (meter a stock por mts)
SPEC-752230_c | SPEC-959 | 2 | Tensioner, black
SPEC-752230_c | SPEC-960 | 2 | Plastic cord terminal (tapanudos)
SPEC-754DB_c | SPEC-666_c | 1 | DUAL-Aesth-Blend-b Handpiece
SPEC-754DB_c | SPEC-232 | 1 | Dual HP Calibration Port
SPEC-754DB_c | SPEC-97 | 1 | MHR Handpiece hardcase + Foam
SPEC-754DB_c | SPEC-753 | 2 | Operator goggles 750-1100 nm O.D7+
SPEC-754DB_c | SPEC-281 | 1 | PAT patient blinds
SPEC-754DB_c | SPEC-1514 | 1 | Lanyard Dual Blend
SPEC-754DB_c | SPEC-368 | 1 | Multimec 1PS-06
SPEC-754DB_c | SPEC-813 | 1 | Plastic Zip Bag, 8x12 cm
SPEC-754DB_c | SPEC-873 | 1 | Document Briefcase
SPEC-754DB_c | SPEC-822 | 1 | Sontara Multipurpose EC Wipe, Optical paper, 30x38 cm sheets
SPEC-754DB_c | SPEC-811 | 1 | Allen Wrench 1.5mm
SPEC-754D_c | SPEC-687_c | 1 | Dual-Aesth-810-b Handpiece
SPEC-754D_c | SPEC-232 | 1 | Dual HP Calibration Port
SPEC-754D_c | SPEC-97 | 1 | MHR Handpiece hardcase + Foam
SPEC-754D_c | SPEC-753 | 2 | Operator goggles 750-1100 nm O.D7+
SPEC-754D_c | SPEC-281 | 1 | PAT patient blinds
SPEC-754D_c | SPEC-1515 | 1 | Lanyard Dual 810
SPEC-754D_c | SPEC-368 | 1 | Multimec 1PS-06
SPEC-754D_c | SPEC-813 | 1 | Plastic Zip Bag, 8x12 cm
SPEC-754D_c | SPEC-873 | 1 | Document Briefcase
SPEC-754D_c | SPEC-822 | 1 | Sontara Multipurpose EC Wipe, Optical paper, 30x38 cm sheets
SPEC-754D_c | SPEC-811 | 1 | Allen Wrench 1.5mm
SPEC-754QB_c | SPEC-711_c | 1 | QUAD-Aesth-Blend-b Handpiece
SPEC-754QB_c | SPEC-226 | 1 | Quad HP Calibration Port
SPEC-754QB_c | SPEC-97 | 1 | MHR Handpiece hardcase + Foam
SPEC-754QB_c | SPEC-753 | 2 | Operator goggles 750-1100 nm O.D7+
SPEC-754QB_c | SPEC-281 | 1 | PAT patient blinds
SPEC-754QB_c | SPEC-1512 | 1 | Lanyard Quad Blend
SPEC-754QB_c | SPEC-368 | 1 | Multimec 1PS-06
SPEC-754QB_c | SPEC-813 | 1 | Plastic Zip Bag, 8x12 cm
SPEC-754QB_c | SPEC-873 | 1 | Document Briefcase
SPEC-754QB_c | SPEC-822 | 1 | Sontara Multipurpose EC Wipe, Optical paper, 30x38 cm sheets
SPEC-754QB_c | SPEC-811 | 1 | Allen Wrench 1.5mm
SPEC-754Q_c | SPEC-685_c | 1 | QUAD-Aesth-810-b Handpiece
SPEC-754Q_c | SPEC-226 | 1 | Quad HP Calibration Port
SPEC-754Q_c | SPEC-97 | 1 | MHR Handpiece hardcase + Foam
SPEC-754Q_c | SPEC-753 | 2 | Operator goggles 750-1100 nm O.D7+
SPEC-754Q_c | SPEC-281 | 1 | PAT patient blinds
SPEC-754Q_c | SPEC-1513 | 1 | Lanyard Quad 810
SPEC-754Q_c | SPEC-368 | 1 | Multimec 1PS-06
SPEC-754Q_c | SPEC-813 | 1 | Plastic Zip Bag, 8x12 cm
SPEC-754Q_c | SPEC-873 | 1 | Document Briefcase
SPEC-754Q_c | SPEC-822 | 1 | Sontara Multipurpose EC Wipe, Optical paper, 30x38 cm sheets
SPEC-754Q_c | SPEC-811 | 1 | Allen Wrench 1.5mm
SPEC-754S_c | SPEC-723_c | 1 | SINGLE-Aesth-810-b Handpiece
SPEC-754S_c | SPEC-234 | 1 | Single HP Calibration Port
SPEC-754S_c | SPEC-97 | 1 | MHR Handpiece hardcase + Foam
SPEC-754S_c | SPEC-753 | 2 | Operator goggles 750-1100 nm O.D7+
SPEC-754S_c | SPEC-281 | 1 | PAT patient blinds
SPEC-754S_c | SPEC-1516 | 1 | Lanyard Single
SPEC-754S_c | SPEC-368 | 1 | Multimec 1PS-06
SPEC-754S_c | SPEC-813 | 1 | Plastic Zip Bag, 8x12 cm
SPEC-754S_c | SPEC-873 | 1 | Document Briefcase
SPEC-754S_c | SPEC-822 | 1 | Sontara Multipurpose EC Wipe, Optical paper, 30x38 cm sheets
SPEC-754S_c | SPEC-811 | 1 | Allen Wrench 1.5mm
SPEC-794 | SPEC-26 | 1 | Hanger port Spacer
SPEC-841 | SPEC-701 | 1 | Dual-b, capillary, chrome coated
SPEC-841 | SPEC-425 | 0.8 | Capillary
SPEC-842 | SPEC-705 | 1 | Quad-b, capillary, chrome coated
SPEC-842 | SPEC-425 | 0.8 | Capillary
SPEC-853_c | SPEC-736 | 1 | Monocrom Laser Diode, 20 bars, 810 nm, 200A, 4000W
SPEC-853_c | SPEC-734 | 1 | Dual 13,5x14,5 Prism
SPEC-853_c | SPEC-807 | 1 | Translucent silicone Flat Seal, OD 46,1mm , ID 32,20 mm
SPEC-853_c | SPEC-442 | 4 | O ring 2x1
SPEC-853_c | SPEC-443 | 1 | O ring 33x1.5
SPEC-853_c | SPEC-624 | 4 | Socket Head Screw, ISO 4762, M2x0.4 mm Thread, 6 mm Long, SS
SPEC-853_c | SPEC-841 | 1 | Dual-b, capillary welded
SPEC-853_c | SPEC-573 | 1 | Dual-b Window
SPEC-853_c | SPEC-21 | 1 | Dual-b Frame
SPEC-853_c | SPEC-572 | 1 | Dual-b sleeve
SPEC-853_c | SPEC-353 | 1 | Dual insulator
SPEC-854_c | SPEC-903 | 1 | Monocrom Laser Diode, 20 bars, 810 nm , 200A, 4000W
SPEC-854_c | SPEC-735 | 1 | Quad 25,5x14,5 Prism
SPEC-854_c | SPEC-807 | 1 | Translucent silicone Flat Seal, OD 46,1mm , ID 32,20 mm
SPEC-854_c | SPEC-442 | 4 | O ring 2x1
SPEC-854_c | SPEC-443 | 1 | O ring 33x1.5
SPEC-854_c | SPEC-624 | 4 | Socket Head Screw, ISO 4762, M2x0.4 mm Thread, 6 mm Long, SS
SPEC-854_c | SPEC-842 | 1 | Quad-b, capillary welded
SPEC-854_c | SPEC-578 | 1 | Quad-b window
SPEC-854_c | SPEC-23 | 1 | Quad-b Frame
SPEC-854_c | SPEC-385 | 1 | Quad-b sleeve
SPEC-854_c | SPEC-382 | 1 | Quad insulator
SPEC-856_c | SPEC-944 | 1 | Monocrom Laser Diode, 10 bars, 808nm, 170A, 2000W
SPEC-856_c | SPEC-935 | 1 | Single 10.8x10.8 Prism
SPEC-856_c | SPEC-807 | 1 | Translucent silicone Flat Seal, OD 46,1mm , ID 32,20 mm
SPEC-856_c | SPEC-442 | 4 | O ring 2x1
SPEC-856_c | SPEC-443 | 1 | O ring 33x1.5
SPEC-856_c | SPEC-624 | 4 | Socket Head Screw, ISO 4762, M2x0.4 mm Thread, 6 mm Long, SS
SPEC-856_c | SPEC-943 | 1 | Single-b 2024, capillary welded
SPEC-856_c | SPEC-929 | 1 | Single-b 2024, window
SPEC-856_c | SPEC-932 | 1 | Single-b 2024, frame
SPEC-856_c | SPEC-931 | 1 | Single-b 2024, sleeve
SPEC-856_c | SPEC-933 | 1 | Single-b 2024, insulator
SPEC-857_c | SPEC-909 | 1 | Monocrom Laser Diode, 20 bars, 808-940-1060nm, 180A, 4000W
SPEC-857_c | SPEC-738 | 1 | Dual 12x14 Prism
SPEC-857_c | SPEC-807 | 1 | Translucent silicone Flat Seal, OD 46,1mm , ID 32,20 mm
SPEC-857_c | SPEC-442 | 4 | O ring 2x1
SPEC-857_c | SPEC-443 | 1 | O ring 33x1.5
SPEC-857_c | SPEC-624 | 4 | Socket Head Screw, ISO 4762, M2x0.4 mm Thread, 6 mm Long, SS
SPEC-857_c | SPEC-841 | 1 | Dual-b, capillary welded
SPEC-857_c | SPEC-573 | 1 | Dual-b Window
SPEC-857_c | SPEC-21 | 1 | Dual-b Frame
SPEC-857_c | SPEC-572 | 1 | Dual-b sleeve
SPEC-857_c | SPEC-353 | 1 | Dual insulator
SPEC-858_c | SPEC-909 | 1 | Monocrom Laser Diode, 20 bars, 808-940-1060nm, 180A, 4000W
SPEC-858_c | SPEC-739 | 1 | Quad 14x24 Prism
SPEC-858_c | SPEC-807 | 1 | Translucent silicone Flat Seal, OD 46,1mm , ID 32,20 mm
SPEC-858_c | SPEC-442 | 4 | O ring 2x1
SPEC-858_c | SPEC-443 | 1 | O ring 33x1.5
SPEC-858_c | SPEC-624 | 4 | Socket Head Screw, ISO 4762, M2x0.4 mm Thread, 6 mm Long, SS
SPEC-858_c | SPEC-842 | 1 | Quad-b, capillary welded
SPEC-858_c | SPEC-578 | 1 | Quad-b window
SPEC-858_c | SPEC-23 | 1 | Quad-b Frame
SPEC-858_c | SPEC-385 | 1 | Quad-b sleeve
SPEC-858_c | SPEC-382 | 1 | Quad insulator
SPEC-870 | SPEC-871 | 1 | Flat Tip Screw, ISO 4026, DIN 913, M4 x 0.7 mm Thread, 10 mm Long, SS
SPEC-870 | SPEC-869 | 1 | Polyamide M4 tooth knob
SPEC-928 | SPEC-927 | 1 | Single-b 2024, capillary
SPEC-943 | SPEC-928 | 1 | Single-b 2024, capillary, chrome coated
SPEC-943 | SPEC-425 | 0.8 | Capillary