## entradas con SPEC detallada
Proveedor | Nombre Proveedor | Nº Interno Albarán | Nº de Albarán designado por el sistema | Status del documento | Nº de Albarán del proveedor | Fecha Albarán |  | Código Artículo | Descripción artículo | Cantidad servida | Precio unitario | Importe total | Nun Fact Ext.
SuSub-23 | TECN Y PROY DE INGENIERÍA SL | 4168 | 202601271 | ABIERTO | SH-2608-1182 | 2026-09-01 | Fecha de albarán del proveedor | SPEC-216 | MHR Console Back | 10 | 340 | 3400 | FA2608-1290
SuSub-23 | TECN Y PROY DE INGENIERÍA SL | 4168 | 202601271 | ABIERTO | SH-2608-1182 | 2026-09-01 | Fecha de albarán del proveedor | OTH-1. | SHIPPING AND IMPORT COSTS | 1 | 15 | 15 | FA2608-1290
SuSub-45 | RS AMIDATA SAU | 4169 | 202601272 | ABIERTO | 1270878220 | 2026-09-01 | Fecha de albarán del proveedor | SPEC-108 | Connector x4 Hinged Frame - 09 14 016 0303 | 5 | 26.41 | 132.05 | 64381425
SuSub-30 | ARROW IBERIA ELECTRONICA SLU | 4170 | 202601273 | ABIERTO | 42726622-01 | 2026-09-02 | Fecha de albarán del proveedor | SPEC-303 | IEC C19 Power Cord - Europa | 40 | 7.09 | 283.6 | 20963436
SuSub-30 | ARROW IBERIA ELECTRONICA SLU | 4171 | 202601274 | ABIERTO | 42726622-02 | 2026-09-02 | Fecha de albarán del proveedor | SPEC-303 | IEC C19 Power Cord - Europa | 40 | 7.09 | 283.6 | 20963436
SuSub-30 | ARROW IBERIA ELECTRONICA SLU | 4172 | 202601275 | ABIERTO | 42738192 | 2026-09-02 | Fecha de albarán del proveedor | SPEC-196 | Terminal strip - mk 6/6 | 80 | 9.42 | 753.6 | 20963712
SuSub-30 | ARROW IBERIA ELECTRONICA SLU | 4173 | 202601276 | ABIERTO | 42714268 | 2026-09-02 | Fecha de albarán del proveedor | SPEC-454 | Door Interlock NP2RX-BAG | 75 | 3.39 | 254.25 | 20963713
SuSub-30 | ARROW IBERIA ELECTRONICA SLU | 4174 | 202601277 | ABIERTO | 42714269 | 2026-09-02 | Fecha de albarán del proveedor | SPEC-436 | Mains EMI Filter - SFN2030B-16-06 | 80 | 16.5 | 1320 | 20963711
SUSUB-71 | ELECTRONICA Y COMUNICACIONES NOROESTE S.L. | 4175 | 202601278 | ABIERTO | 2.026-295 | 2026-09-02 | Fecha de albarán del proveedor | SPEC-474 | PCB 12V Thermostat | 12 | 45 | 540 | B2603403
SUSUB-71 | ELECTRONICA Y COMUNICACIONES NOROESTE S.L. | 4176 | 202601279 | ABIERTO | 2.026-292 | 2026-09-02 | Fecha de albarán del proveedor | SPEC-148 | PCBA MHR-b Capcharger | 50 | 158.55 | 7927.5 | B2603402
SuSub-2 | Advantech Europe B.V. | 4177 | 202601280 | ABIERTO | 86755356 | 2026-09-02 | Fecha de albarán del proveedor | SPEC-783 | DDR3 SO-DIMM 1600 4GB 512x8 (0~85°C) RAM Memory | 23 | 39.55 | 909.65 | 95891368
SuSub-16 | EQUALTIA CENTRO ESP. EMPLEO | 4179 | 202601282 | ABIERTO | AV26/00570 | 2026-09-03 | Fecha de albarán del proveedor |  | FABRICACIÓN DE 10 UMBILICALES | 0 | 308.2 | 308.2 | 20260223
SuSub-16 | EQUALTIA CENTRO ESP. EMPLEO | 4180 | 202601283 | ABIERTO | AV26/00564 | 2026-09-03 | Fecha de albarán del proveedor |  | SOLDAR Y PONER CAPILAR A 27 PUNTERAS DUAL LT | 0 | 304.02 | 304.02 | 20260223
SuSub-16 | EQUALTIA CENTRO ESP. EMPLEO | 4181 | 202601284 | ABIERTO | AV26/00564 | 2026-09-03 | Fecha de albarán del proveedor |  | SOLDAR Y PONER CAPILAR A 36 PUNTERAS QUAD LT | 0 | 405.36 | 405.36 | 20260223
SuSub-3 | MONOCROM S.L | 4182 | 202601285 | ABIERTO | 210 | 2026-09-03 | Fecha de albarán del proveedor | SPEC-903 | Monocrom Laser Diode, 20 bars, 810 nm , 200A, 4000W | 10 | 3100 | 31000
SuSub-3 | MONOCROM S.L | 4182 | 202601285 | ABIERTO | 210 | 2026-09-03 | Fecha de albarán del proveedor | SPEC-736 | Monocrom Laser Diode, 20 bars, 810 nm, 200A, 4000W | 30 | 2900 | 87000
SuSub-3 | MONOCROM S.L | 4182 | 202601285 | ABIERTO | 210 | 2026-09-03 | Fecha de albarán del proveedor | SPEC-202 | Shunt 30A-60mV | 40 | 40 | 1600
SuSub-23 | TECN Y PROY DE INGENIERÍA SL | 4183 | 202601286 | ABIERTO | SH2608-1183 | 2026-09-03 | Fecha de albarán del proveedor |  | PINTADO DE 39 JUEGOS DE CARCASA PISTOLA | 0 | 774.15 | 774.15 | FA2608-1291
SuSub-23 | TECN Y PROY DE INGENIERÍA SL | 4184 | 202601287 | ABIERTO | SH2608-1184 | 2026-09-03 | Fecha de albarán del proveedor |  | PINTURA DE 50 PLETINAS GRANDES (SPEC-40) | 0 | 437.5 | 437.5 | FA2608-1292
SUSUB-77 | TALLERES BLAMEN | 4185 | 202601288 | ABIERTO | 01032/26 | 2026-09-03 | Fecha de albarán del proveedor |  | TALADRAR AGUJEROS M-2,5 EN RADIADOR (5 UDS) | 0 | 260 | 260 | 938/26
SuSub-30 | ARROW IBERIA ELECTRONICA SLU | 4186 | 202601289 | ABIERTO | 42796635 | 2026-09-03 | Fecha de albarán del proveedor | SPEC-95 | Capacitor - LNR1H684MSE | 70 | 136.44 | 9550.8 | 20965686
SuSub-140 | AliExpress | 4187 | 202601290 | ABIERTO | (sin albarán) | 2026-09-03 | Fecha de albarán del proveedor | SPEC-1545 | TIRA LED 5m 60 IP30 | 10 | 6.318 | 63.18
SuSub-13 | LASER GALICIA S.L. | 4188 | 202601291 | ABIERTO | 1149249 | 2026-09-03 | Fecha de albarán del proveedor | SPEC-329 | Base (blue painted) | 60 | 49.82 | 2989.2 | 334568
SuSub-13 | LASER GALICIA S.L. | 4189 | 202601292 | ABIERTO | 1149304 | 2026-09-03 | Fecha de albarán del proveedor | SPEC-868 | MHR-b Hanger Port Mount | 100 | 1.57 | 157 | 334568
SuSub-13 | LASER GALICIA S.L. | 4190 | 202601293 | ABIERTO | 1149279 | 2026-09-03 | Fecha de albarán del proveedor | SPEC-906 | Cap Charger Ground Strip | 50 | 1.9 | 95 | 334568
SuSub-36 | ESPUMAENCASA LASTRAS, S.L. | 4191 | 202601294 | ABIERTO | AL/09/3690 | 2026-09-04 | Fecha de albarán del proveedor | SPEC-845 | MHR Back foam | 40 | 3.3 | 132
SuSub-36 | ESPUMAENCASA LASTRAS, S.L. | 4191 | 202601294 | ABIERTO | AL/09/3690 | 2026-09-04 | Fecha de albarán del proveedor | SPEC-846 | MHR Front foam | 40 | 0.77 | 30.8
SuSub-36 | ESPUMAENCASA LASTRAS, S.L. | 4191 | 202601294 | ABIERTO | AL/09/3690 | 2026-09-04 | Fecha de albarán del proveedor | SPEC-847 | MHR Side foam | 120 | 7.64 | 916.8
SuSub-36 | ESPUMAENCASA LASTRAS, S.L. | 4191 | 202601294 | ABIERTO | AL/09/3690 | 2026-09-04 | Fecha de albarán del proveedor | OTH-1. | SHIPPING AND IMPORT COSTS | 1 | 120 | 120
SuSub-36 | ESPUMAENCASA LASTRAS, S.L. | 4191 | 202601294 | ABIERTO | AL/09/3690 | 2026-09-04 | Fecha de albarán del proveedor | OTH-4 | PALET MADERA EUROPEO | 2 | 4.5 | 9
SuSub-148 | ELECHOS I.S.E, S.L.U. | 4192 | 202601295 | ABIERTO | H26085 | 2026-09-04 | Fecha de albarán del proveedor | SPEC-1639 | Aislador radiador R-200 | 13 | 8 | 104 | H26085
SuSub-148 | ELECHOS I.S.E, S.L.U. | 4192 | 202601295 | ABIERTO | H26085 | 2026-09-04 | Fecha de albarán del proveedor | SPEC-1640 | Kit piezas sujeción placa madre R-200 | 6 | 95 | 570 | H26085
SuSub-148 | ELECHOS I.S.E, S.L.U. | 4192 | 202601295 | ABIERTO | H26085 | 2026-09-04 | Fecha de albarán del proveedor | SPEC-1641 | Capuchas neutras R-200 | 10 | 7 | 70 | H26085
SuSub-148 | ELECHOS I.S.E, S.L.U. | 4192 | 202601295 | ABIERTO | H26085 | 2026-09-04 | Fecha de albarán del proveedor | SPEC-1642 | Kit mango R-200 | 2 | 89 | 178 | H26085
SuSub-148 | ELECHOS I.S.E, S.L.U. | 4192 | 202601295 | ABIERTO | H26085 | 2026-09-04 | Fecha de albarán del proveedor | SPEC-1643 | Amortiguador ventilador R-200 | 6 | 9 | 54 | H26085
SuSub-148 | ELECHOS I.S.E, S.L.U. | 4192 | 202601295 | ABIERTO | H26085 | 2026-09-04 | Fecha de albarán del proveedor | SPEC-1644 | Sujeción portalectrodos R-200 | 8 | 3 | 24 | H26085
SUSUB-72 | ELECTRONICA EDIMAR | 4193 | 202601296 | ABIERTO | 6004132 | 2026-09-04 | Fecha de albarán del proveedor | SPEC-455 | Pneumatic x3 Body - Harting 09 14 003 4501 | 20 | 2.7 | 54 | A 6003532
SuSub-45 | RS AMIDATA SAU | 4194 | 202601297 | ABIERTO | 1271058749 | 2026-09-07 | Fecha de albarán del proveedor | SPEC-455 | Pneumatic x3 Body - Harting 09 14 003 4501 | 60 | 3.99 | 239.4 | 64387051
SUSUB-72 | ELECTRONICA EDIMAR | 4195 | 202601298 | ABIERTO | IMP26/228 | 2026-09-07 | Fecha de albarán del proveedor | SPEC-111 | Pneumatic female contact 3mm - 09 14 000 6257 | 200 | 9.47 | 1894 | IND26/21
SUSUB-72 | ELECTRONICA EDIMAR | 4195 | 202601298 | ABIERTO | IMP26/228 | 2026-09-07 | Fecha de albarán del proveedor | SPEC-290 | Harting lever - 09 00 0005221 | 100 | 3.75 | 375 | IND26/21
SUSUB-72 | ELECTRONICA EDIMAR | 4195 | 202601298 | ABIERTO | IMP26/228 | 2026-09-07 | Fecha de albarán del proveedor | SPEC-291 | Harting Hinged 4mod frame - 09 14 016 0313 | 50 | 9.97 | 498.5 | IND26/21
SUSUB-72 | ELECTRONICA EDIMAR | 4195 | 202601298 | ABIERTO | IMP26/228 | 2026-09-07 | Fecha de albarán del proveedor | SPEC-292 | Harting 8 signal male - 09 14 008 2634 | 50 | 9.47 | 473.5 | IND26/21
SUSUB-72 | ELECTRONICA EDIMAR | 4195 | 202601298 | ABIERTO | IMP26/228 | 2026-09-07 | Fecha de albarán del proveedor | SPEC-293 | Harting x2 40A male - 09 14 002 2601 | 50 | 8.6 | 430 | IND26/21
SuSub-16 | EQUALTIA CENTRO ESP. EMPLEO | 4196 | 202601299 | ABIERTO | AV26/00577 | 2026-09-07 | Fecha de albarán del proveedor |  | FABRICACIÓN DE 3 UMBILICALES | 0 | 92.46 | 92.46
SuSub-6 | COMERCIAL BECANI S.L. | 4197 | 202601300 | ABIERTO | 1.457/26 | 2026-09-07 | Fecha de albarán del proveedor | SPEC-441 | Fitting M5 4mm 90 - 3169 04 19 | 130 | 3.03 | 393.9 | 14.488/26
SuSub-6 | COMERCIAL BECANI S.L. | 4198 | 202601301 | ABIERTO | 1.427/26 | 2026-09-07 | Fecha de albarán del proveedor | SPEC-881 | Push-in fitting Ø4mm x M5, Straight, Cylindrical, Male | 23 | 1.573 | 36.18 | 13.581/26
SuSub-9 | ENRIQUE AGUILAR | 4199 | 202601302 | ABIERTO | 487 | 2026-09-07 | Fecha de albarán del proveedor | SPEC-363 | MHR b HP Cover R | 66 | 45 | 2970 | 252
SuSub-9 | ENRIQUE AGUILAR | 4199 | 202601302 | ABIERTO | 487 | 2026-09-07 | Fecha de albarán del proveedor | SPEC-50 | MHR-b HP Cover L | 66 | 45 | 2970 | 252
SuSub-2 | Advantech Europe B.V. | 4200 | 202601303 | ABIERTO | 86758969 | 2026-09-07 | Fecha de albarán del proveedor | SPEC-755 | Win 10 IoT Ent 2019 LTSC Entry | 100 | 35.96 | 3596 | 95896130
SuSub-2 | Advantech Europe B.V. | 4200 | 202601303 | ABIERTO | 86758969 | 2026-09-07 | Fecha de albarán del proveedor | SPEC-783 | DDR3 SO-DIMM 1600 4GB 512x8 (0~85°C) RAM Memory | 50 | 39.55 | 1977.5 | 95896130
SuSub-2 | Advantech Europe B.V. | 4200 | 202601303 | ABIERTO | 86758969 | 2026-09-07 | Fecha de albarán del proveedor | SPEC-99 | Touchscreen - IDK-1115R-50XGA1 | 10 | 187.11 | 1871.1 | 95896130
SuSub-2 | Advantech Europe B.V. | 4200 | 202601303 | ABIERTO | 86758969 | 2026-09-07 | Fecha de albarán del proveedor | OTH-1. | SHIPPING AND IMPORT COSTS | 1 | 76.03 | 76.03 | 95896130
SuSub-2 | Advantech Europe B.V. | 4200 | 202601303 | ABIERTO | 86758969 | 2026-09-07 | Fecha de albarán del proveedor | OTH-4 | insurance fee | 1 | 37.23 | 37.23 | 95896130
SuSub-45 | RS AMIDATA SAU | 4201 | 202601304 | ABIERTO | 1271117667 | 2026-09-09 | Fecha de albarán del proveedor | SPEC-455 | Pneumatic x3 Body - Harting 09 14 003 4501 | 60 | 3.99 | 239.4 | 64387052
SuSub-4 | ALSABE EFECTOS NAVALES E INDUSTRIALES SL | 4202 | 202601305 | ABIERTO | 26005966 | 2026-09-09 | Fecha de albarán del proveedor | SPEC-463 | Hex Nut, DIN 934 M3 x 0.5 mm Thread, SS | 1000 | 0.01 | 10 | F20262179
SuSub-4 | ALSABE EFECTOS NAVALES E INDUSTRIALES SL | 4202 | 202601305 | ABIERTO | 26005966 | 2026-09-09 | Fecha de albarán del proveedor | SPEC-161 | Hex Socket Countersunk Head Screw, ISO 10642, M4 x 0.7 mm Thread, 16 mm Long, SS | 500 | 0.03 | 15 | F20262179
SuSub-4 | ALSABE EFECTOS NAVALES E INDUSTRIALES SL | 4202 | 202601305 | ABIERTO | 26005966 | 2026-09-09 | Fecha de albarán del proveedor | SPEC-832 | Plain Stainless Steel Hex Socket Grub Screw , DIN 916, M5 x 0.8 mm Thread x 12mm Long | 500 | 0.03 | 15 | F20262179
SuSub-4 | ALSABE EFECTOS NAVALES E INDUSTRIALES SL | 4202 | 202601305 | ABIERTO | 26005966 | 2026-09-09 | Fecha de albarán del proveedor | SPEC-130 | Rivet nut, M4 x 0.70, 18-8 SS | 1000 | 0.26 | 260 | F20262179
SuSub-4 | ALSABE EFECTOS NAVALES E INDUSTRIALES SL | 4202 | 202601305 | ABIERTO | 26005966 | 2026-09-09 | Fecha de albarán del proveedor | SPEC-892 | Transparent polymer SINTEX MS | 10 | 12 | 120 | F20262179
SuSub-4 | ALSABE EFECTOS NAVALES E INDUSTRIALES SL | 4202 | 202601305 | ABIERTO | 26005966 | 2026-09-09 | Fecha de albarán del proveedor | SPEC-271 | Flat washer, ISO 7092, M4, 4.300 mm ID, 8 mm OD | 1000 | 0.01 | 10 | F20262179
SuSub-4 | ALSABE EFECTOS NAVALES E INDUSTRIALES SL | 4203 | 202601306 | ABIERTO | 26005978 | 2026-09-09 | Fecha de albarán del proveedor | SPEC-529 | Norland Optical Adhesive - 68 | 6 | 54.75 | 328.5 | F20262179
SuSub-23 | TECN Y PROY DE INGENIERÍA SL | 4204 | 202601307 | ABIERTO | SH2609-1185 | 2026-09-09 | Fecha de albarán del proveedor | SPEC-216 | MHR Console Back | 10 | 340 | 3400 | FA2609-1293
SuSub-23 | TECN Y PROY DE INGENIERÍA SL | 4204 | 202601307 | ABIERTO | SH2609-1185 | 2026-09-09 | Fecha de albarán del proveedor | OTH-1. | SHIPPING AND IMPORT COSTS | 1 | 15 | 15 | FA2609-1293
SuSub-3 | MONOCROM S.L | 4205 | 202601308 | ABIERTO | 212 | 2026-09-10 | Fecha de albarán del proveedor | SPEC-736 | Monocrom Laser Diode, 20 bars, 810 nm, 200A, 4000W | 15 | 2900 | 43500
SuSub-3 | MONOCROM S.L | 4205 | 202601308 | ABIERTO | 212 | 2026-09-10 | Fecha de albarán del proveedor | SPEC-909 | Monocrom Laser Diode, 20 bars, 808-940-1060nm, 180A, 4000W | 6 | 3670 | 22020
SuSub-3 | MONOCROM S.L | 4205 | 202601308 | ABIERTO | 212 | 2026-09-10 | Fecha de albarán del proveedor | SPEC-944 | Monocrom Laser Diode, 10 bars, 808nm, 170A, 2000W | 10 | 1750 | 17500
SuSub-3 | MONOCROM S.L | 4205 | 202601308 | ABIERTO | 212 | 2026-09-10 | Fecha de albarán del proveedor | SPEC-909 | Monocrom Laser Diode, 20 bars, 808-940-1060nm, 180A, 4000W | 2 | 3800 | 7600
SuSub-16 | EQUALTIA CENTRO ESP. EMPLEO | 4206 | 202601309 | ABIERTO | AV26/00581 | 2026-09-10 | Fecha de albarán del proveedor |  | SOLDAR Y PONER CAPILAR A 9 PUNTERAS QUAD/OERLIKON LML (SPEC-459/OER) | 0 | 101.34 | 101.34
SuSub-148 | ELECHOS I.S.E, S.L.U. | 4207 | 202601310 | ABIERTO | H26074 | 2026-09-10 | Fecha de albarán del proveedor | SPEC-1523 | Kit espumas anta densidad | 25 | 117.29 | 2932.25 | H26074
SUSUB-71 | ELECTRONICA Y COMUNICACIONES NOROESTE S.L. | 4208 | 202601311 | ABIERTO | 2.026-314 | 2026-09-10 | Fecha de albarán del proveedor | SPEC-1185 | LSR0952X0022 [MHR-A PBA MAIN BOARD] | 10 | 236.57 | 2365.7 | B2603527
SUSUB-71 | ELECTRONICA Y COMUNICACIONES NOROESTE S.L. | 4209 | 202601312 | ABIERTO | 2.026-315 | 2026-09-10 | Fecha de albarán del proveedor | SPEC-152 | PCBA Modular Ir Sensor | 150 | 1.9 | 285 | B2603528
SUSUB-71 | ELECTRONICA Y COMUNICACIONES NOROESTE S.L. | 4210 | 202601313 | ABIERTO | 2.026-308 | 2026-09-10 | Fecha de albarán del proveedor | SPEC-474 | PCB 12V Thermostat | 38 | 45 | 1710 | B2603512
SuSub-21 | TUKAN SOMOS IMPRESORES SLL | 4211 | 202601314 | ABIERTO | 8.091/00 | 2026-09-10 | Fecha de albarán del proveedor | SPEC-485 | MHR Console label 230 - English version | 6 | 0.78 | 4.68
SuSub-21 | TUKAN SOMOS IMPRESORES SLL | 4211 | 202601314 | ABIERTO | 8.091/00 | 2026-09-10 | Fecha de albarán del proveedor | SPEC-497 | Leaseir MHR Laser System Handpiece Single 810 - English version | 6 | 0.78 | 4.68
SuSub-21 | TUKAN SOMOS IMPRESORES SLL | 4211 | 202601314 | ABIERTO | 8.091/00 | 2026-09-10 | Fecha de albarán del proveedor | SPEC-503 | Leaseir MHR Laser System Handpiece Quad 810 - English version | 6 | 0.78 | 4.68
SuSub-39 | KAOS PUBLICIDAD | 4212 | 202601315 | ABIERTO | 308 | 2026-09-10 | Fecha de albarán del proveedor | SPEC-1518 | Caliport + emergency button sticker (0.1) | 50 | 3.5 | 175 | 308
SuSub-39 | KAOS PUBLICIDAD | 4212 | 202601315 | ABIERTO | 308 | 2026-09-10 | Fecha de albarán del proveedor | OTH-4 | Troqueles círculos pegatinas | 2 | 60 | 120 | 308
SuSub-4 | ALSABE EFECTOS NAVALES E INDUSTRIALES SL | 4213 | 202601316 | ABIERTO | 26005996 | 2026-09-10 | Fecha de albarán del proveedor | SPEC-334 | ANTIFREEZE CC-30 [COOLANT-ANTIFREEZE CC 30%] | 60 | 1.19 | 71.4 | F20262179
SuSub-24 | MOTEDIS SLU | 4214 | 202601317 | ABIERTO | 4028253P1-ES2C | 2026-09-10 | Fecha de albarán del proveedor | SPEC-133 | Motedis 28x515mm M8 | 132 | 3.981 | 525.49 | 20226579
SuSub-24 | MOTEDIS SLU | 4214 | 202601317 | ABIERTO | 4028253P1-ES2C | 2026-09-10 | Fecha de albarán del proveedor | SPEC-171 | Motedis 28X150.5 M8 | 76 | 1.152 | 87.55 | 20226579
SuSub-24 | MOTEDIS SLU | 4214 | 202601317 | ABIERTO | 4028253P1-ES2C | 2026-09-10 | Fecha de albarán del proveedor | OTH-1. | SHIPPING AND IMPORT COSTS | 1 | 40.5 | 40.5 | 20226579
SuSub-45 | RS AMIDATA SAU | 4215 | 202601318 | ABIERTO | 1271369040 | 2026-09-10 | Fecha de albarán del proveedor | SPEC-884 | M3x30 Cheese Slotted Nylon M/Screw | 1000 | 0.3 | 300 | 64393071
SuSub-45 | RS AMIDATA SAU | 4215 | 202601318 | ABIERTO | 1271369040 | 2026-09-10 | Fecha de albarán del proveedor | SPEC-303/USA | IEC C19 Power Cord - USA | 5 | 12.582 | 62.91 | 64393071
SuSub-31 | FARNELL | 4216 | 202601319 | ABIERTO | 5865143 | 2026-09-10 | Fecha de albarán del proveedor | SPEC-318 | CA MODULAR IR SENSOR | 500 | 3.66 | 1830 | 3834258
SuSub-45 | RS AMIDATA SAU | 4217 | 202601320 | ABIERTO | 1271361977 | 2026-09-10 | Fecha de albarán del proveedor | SPEC-788 | USB 2.0 Cable | 50 | 2.763 | 138.15 | 64393071
SuSub-45 | RS AMIDATA SAU | 4217 | 202601320 | ABIERTO | 1271361977 | 2026-09-10 | Fecha de albarán del proveedor | SPEC-541 | Moludar contactor, 25A, 4 Poles (relé Finder) | 15 | 38.14 | 572.1 | 64393071
SuSub-45 | RS AMIDATA SAU | 4217 | 202601320 | ABIERTO | 1271361977 | 2026-09-10 | Fecha de albarán del proveedor | SPEC-926 | Threaded Insert, Brass, M3 | 500 | 0.28 | 140 | 64393071
SuSub-10 | ENCAJA EMBALAJES DE MADERA S.L. | 4218 | 202601321 | ABIERTO | 23403 | 2026-09-10 | Fecha de albarán del proveedor | SPEC-880 | Leaseir MHR Xcell Console Shipping Crate | 20 | 159 | 3180 | 26001209
SuSub-29 | DONGGUAN ZHUOHANG LTD | 4219 | 202601322 | ABIERTO | 2026082801 | 2026-09-11 | Fecha de albarán del proveedor | SPEC-923 | Umbilical strain relief | 45 | 32.34 | 1251.56 | 2026082801
SuSub-20 | LASERPAIR CO. LIMITED | 4220 | 202601323 | ABIERTO | LP-20260828017L | 2026-09-11 | Fecha de albarán del proveedor | SPEC-228 | MHR-b caliport filter | 300 | 4.8 | 1238.4 | LP-20260828017L
SuSub-20 | LASERPAIR CO. LIMITED | 4220 | 202601323 | ABIERTO | LP-20260828017L | 2026-09-11 | Fecha de albarán del proveedor | OTH-1. | SHIPPING AND IMPORT COSTS | 1 | 150 | 129 | LP-20260828017L
SUSUB-78 | LUX GIJON | 4221 | 202601324 | ABIERTO | 602013010 | 2026-09-11 | Fecha de albarán del proveedor | SPEC-714 | RJ-45 data transmission connection, 1m ,CAT6, 28AWG | 50 | 1.1 | 55 | 608110818
SuSub-40 | LASER LINCE | 4222 | 202601325 | ABIERTO | 1833/2026 | 2026-09-11 | Fecha de albarán del proveedor | SPEC-281 | PAT patient blinds | 100 | 12.45 | 1245 | 1833/2026
SuSub-31 | FARNELL | 4223 | 202601326 | ABIERTO | 5823021 | 2026-09-11 | Fecha de albarán del proveedor | SPEC-720 | Renata CR-1220-MFR 3V/40mAh Lithium Battery | 200 | 1.24 | 248 | 3832622
SuSub-45 | RS AMIDATA SAU | 4224 | 202601327 | ABIERTO | 1271494302 | 2026-09-15 | Fecha de albarán del proveedor | SPEC-587 | Semiconductor thermal grease | 10 | 16.02 | 160.2 | 64395661
SuSub-45 | RS AMIDATA SAU | 4225 | 202601328 | ABIERTO | 1271362963 | 2026-09-15 | Fecha de albarán del proveedor | SPEC-593 | Touchscreen gasket | 14 | 5.517 | 77.24 | 64393071
SuSub-6 | COMERCIAL BECANI S.L. | 4226 | 202601329 | ABIERTO | 1.528/26 | 2026-09-15 | Fecha de albarán del proveedor | SPEC-140 | Fitting Bulkhead 8-8 - 3116 08 00 | 160 | 2.56 | 409.6 | 14.488/26
SuSub-6 | COMERCIAL BECANI S.L. | 4226 | 202601329 | ABIERTO | 1.528/26 | 2026-09-15 | Fecha de albarán del proveedor | SPEC-180 | Fitting Elbow 1/8 to 8mm - 3199 08 10 | 80 | 1.63 | 130.4 | 14.488/26
SuSub-6 | COMERCIAL BECANI S.L. | 4226 | 202601329 | ABIERTO | 1.528/26 | 2026-09-15 | Fecha de albarán del proveedor | SPEC-181 | Fitting EQUAL CROSS 6mm - 3107 06 00 | 80 | 4.99 | 399.2 | 14.488/26
SuSub-6 | COMERCIAL BECANI S.L. | 4226 | 202601329 | ABIERTO | 1.528/26 | 2026-09-15 | Fecha de albarán del proveedor | SPEC-182 | Fitting Union 8-6mm - 3182 08 00 | 50 | 2.57 | 128.5 | 14.488/26
SuSub-6 | COMERCIAL BECANI S.L. | 4226 | 202601329 | ABIERTO | 1.528/26 | 2026-09-15 | Fecha de albarán del proveedor | SPEC-183 | Fitting Plug 8mm - 3126 08 00 | 100 | 0.54 | 54 | 14.488/26
SuSub-6 | COMERCIAL BECANI S.L. | 4226 | 202601329 | ABIERTO | 1.528/26 | 2026-09-15 | Fecha de albarán del proveedor | SPEC-184 | Fitting Union 6-8 mm - 3106 06 08 | 80 | 2.56 | 204.8 | 14.488/26
SuSub-6 | COMERCIAL BECANI S.L. | 4226 | 202601329 | ABIERTO | 1.528/26 | 2026-09-15 | Fecha de albarán del proveedor | SPEC-188 | Fitting Y tube 6mm - 3140 06 00 | 80 | 2.16 | 172.8 | 14.488/26
SuSub-6 | COMERCIAL BECANI S.L. | 4226 | 202601329 | ABIERTO | 1.528/26 | 2026-09-15 | Fecha de albarán del proveedor | SPEC-254 | Fitting Bulkhead 6-6 - 3116 06 00 | 80 | 1.86 | 148.8 | 14.488/26
SuSub-6 | COMERCIAL BECANI S.L. | 4226 | 202601329 | ABIERTO | 1.528/26 | 2026-09-15 | Fecha de albarán del proveedor | SPEC-653 | Legris 3181_06_19 Fitting Round Body M5-6mm | 320 | 1.5 | 480 | 14.488/26
SuSub-6 | COMERCIAL BECANI S.L. | 4226 | 202601329 | ABIERTO | 1.528/26 | 2026-09-15 | Fecha de albarán del proveedor | SPEC-187 | Push in fitting RL31 Ø 6 1/8 - 2L31008 | 150 | 2.613 | 391.95 | 14.488/26
SuSub-106 | PCB WAY (SU-LML) | 4227 | 202601330 | ABIERTO | YW1762918 | 2026-09-15 | Fecha de albarán del proveedor | OTH-4 | ASM-2432.001 capacitive proximity dual | 5 | 70.64 | 307.28 | YW1762918
SuSub-106 | PCB WAY (SU-LML) | 4227 | 202601330 | ABIERTO | YW1762918 | 2026-09-15 | Fecha de albarán del proveedor | OTH-4 | ASM-2279 capacitive proximity dimensions | 5 | 70.64 | 307.28 | YW1762918
SuSub-106 | PCB WAY (SU-LML) | 4227 | 202601330 | ABIERTO | YW1762918 | 2026-09-15 | Fecha de albarán del proveedor | OTH-4 | ASM-2433.001 capactive proximity single | 5 | 70.64 | 307.28 | YW1762918
SuSub-106 | PCB WAY (SU-LML) | 4227 | 202601330 | ABIERTO | YW1762918 | 2026-09-15 | Fecha de albarán del proveedor | OTH-4 | PTS-2073.001 dual-b capacitive capillary | 3 | 207.69 | 542.07 | YW1762918
SuSub-106 | PCB WAY (SU-LML) | 4227 | 202601330 | ABIERTO | YW1762918 | 2026-09-15 | Fecha de albarán del proveedor | OTH-4 | PTS-2260.001 quad-b capacitive capillary | 9 | 194.32 | 1521.53 | YW1762918
SuSub-106 | PCB WAY (SU-LML) | 4227 | 202601330 | ABIERTO | YW1762918 | 2026-09-15 | Fecha de albarán del proveedor | OTH-4 | PTS-2426.001 single-b capacitive capillary | 3 | 207.53 | 541.65 | YW1762918
SuSub-106 | PCB WAY (SU-LML) | 4227 | 202601330 | ABIERTO | YW1762918 | 2026-09-15 | Fecha de albarán del proveedor | OTH-1. | SHIPPING AND IMPORT COSTS | 1 | 60.24 | 52.41 | YW1762918
SuSub-106 | PCB WAY (SU-LML) | 4227 | 202601330 | ABIERTO | YW1762918 | 2026-09-15 | Fecha de albarán del proveedor | OTH-4 | Handling fee | 1 | 30.05 | 26.14 | YW1762918
SuSub-115 | Amazon (SU-LML) | 4228 | 202601331 | ABIERTO | 408-1626647-3079566 | 2026-09-15 | Fecha de albarán del proveedor | OTH-4 | REY Cable USB 2.0 Macho - Mini USB Macho 0,5M | 5 | 2 | 10 | ES61P4F1ABEI
ACR00043 | CARLIN - MERCADO DE PAPEL, S.L. | 4229 | 202601332 | ABIERTO | VM6/243 | 2026-09-15 | Fecha de albarán del proveedor | OTH-4 | Papel fotocopiadora carlin din a4 80 gramos paquete de 500 hojas cód. 0501154 | 20 | 3.19 | 63.8
ACR00043 | CARLIN - MERCADO DE PAPEL, S.L. | 4229 | 202601332 | ABIERTO | VM6/243 | 2026-09-15 | Fecha de albarán del proveedor | OTH-4 | Cinta adhesiva carlin transparente 33 m x 19 mm código 0705203 | 8 | 0.4 | 3.2
SuSub-4 | ALSABE EFECTOS NAVALES E INDUSTRIALES SL | 4230 | 202601333 | ABIERTO | 26006064 | 2026-09-15 | Fecha de albarán del proveedor | SPEC-822 | Sontara Multipurpose EC Wipe, Optical paper, 30x38 cm sheets (400 hojas por rollo) | 800 | 0.175 | 140 | F20262179
SuSub-4 | ALSABE EFECTOS NAVALES E INDUSTRIALES SL | 4230 | 202601333 | ABIERTO | 26006064 | 2026-09-15 | Fecha de albarán del proveedor | SPEC-946 | Special plastic adhesive | 10 | 8.99 | 89.9 | F20262179
SuSub-4 | ALSABE EFECTOS NAVALES E INDUSTRIALES SL | 4230 | 202601333 | ABIERTO | 26006064 | 2026-09-15 | Fecha de albarán del proveedor | SPEC-127 | Locknut, ISO 10511 - M4 x 0.7 mm Thread, 5 mm High | 1000 | 0.02 | 20 | F20262179
SuSub-4 | ALSABE EFECTOS NAVALES E INDUSTRIALES SL | 4231 | 202601334 | ABIERTO | 26006053 | 2026-09-15 | Fecha de albarán del proveedor | SPEC-767 | Tangit PVC-U Special Adhesive | 2 | 18 | 36 | F20262179
SuSub-4 | ALSABE EFECTOS NAVALES E INDUSTRIALES SL | 4232 | 202601335 | ABIERTO | 26006054 | 2026-09-15 | Fecha de albarán del proveedor | SPEC-818 | Tubo Araldite Adhesive, 5 min, 2x75 ml | 10 | 41 | 410 | F20262179
SuSub-16 | EQUALTIA CENTRO ESP. EMPLEO | 4233 | 202601336 | ABIERTO | AV26/00595 | 2026-09-15 | Fecha de albarán del proveedor |  | FABRICACIÓN DE 20 UMBILICALES | 0 | 616.4 | 616.4
SUSUB-73 | CROMADOS ACRO | 4234 | 202601337 | ABIERTO | (PDTE. ALBARÁN) | 2026-09-16 | Fecha de albarán del proveedor |  | CROMADO DE 16 PUNTERAS QUAD LT | 0 | 432 | 432
SUSUB-73 | CROMADOS ACRO | 4235 | 202601338 | ABIERTO | (PDTE. ALBARÁN) | 2026-09-16 | Fecha de albarán del proveedor |  | CROMADO DE 16 PUNTERAS SINGLE LT | 0 | 432 | 432
SUSUB-71 | ELECTRONICA Y COMUNICACIONES NOROESTE S.L. | 4236 | 202601339 | ABIERTO | 2.026-318 | 2026-09-16 | Fecha de albarán del proveedor | SPEC-151 | PCB Control Board | 60 | 65.75 | 3945 | B2603617
SUSUB-72 | ELECTRONICA EDIMAR | 4237 | 202601340 | ABIERTO | IND26/241 | 2026-09-16 | Fecha de albarán del proveedor | SPEC-777 | Relay, DIN rail, 12VDC, 6A, SPDT | 200 | 8.3 | 1660 | IND26/149
SuSub-31 | FARNELL | 4238 | 202601341 | ABIERTO | 5886245 | 2026-09-16 | Fecha de albarán del proveedor | SPEC-1129 | 2212S-20SG-85 [PCB Receptacle, Board-to-Board, 2.54 mm, 1 Rows, 20 Contacts] | 100 | 0.37 | 37 | 3835045
SuSub-31 | FARNELL | 4238 | 202601341 | ABIERTO | 5886245 | 2026-09-16 | Fecha de albarán del proveedor | SPEC-806 | Molex Connector,1.00mm Pitch, Pico-Lock Receptacle Crimp Housing, Single Row, Positive Lock, 4 Circuits, Black | 200 | 0.091 | 18.2 | 3835045
SuSub-31 | FARNELL | 4238 | 202601341 | ABIERTO | 5886245 | 2026-09-16 | Fecha de albarán del proveedor | SPEC-966 | Through Hole Resistor, 0.33 ohm | 100 | 0.548 | 54.8 | 3835045
SuSub-3 | MONOCROM S.L | 4239 | 202601342 | ABIERTO | 218 | 2026-09-16 | Fecha de albarán del proveedor | SPEC-903 | Monocrom Laser Diode, 20 bars, 810 nm , 200A, 4000W | 20 | 3100 | 62000
SuSub-42 | PECOMARK | 4240 | 202601343 | ABIERTO | 8126189229 | 2026-09-16 | Fecha de albarán del proveedor | SPEC-425 | Capillary | 75 | 2.528 | 189.6 | 1126076098
SuSub-4 | ALSABE EFECTOS NAVALES E INDUSTRIALES SL | 4241 | 202601344 | ABIERTO | 26006121 | 2026-09-16 | Fecha de albarán del proveedor | SPEC-334 | ANTIFREEZE CC-30 [COOLANT-ANTIFREEZE CC 30%] | 25 | 1.19 | 29.75 | F20262179
SuSub-6 | COMERCIAL BECANI S.L. | 4242 | 202601345 | ABIERTO | 1.538/26 | 2026-09-16 | Fecha de albarán del proveedor | SPEC-187 | Push in fitting RL31 Ø 6 1/8 - 2L31008 | 250 | 2.613 | 653.25
SuSub-23 | TECN Y PROY DE INGENIERÍA SL | 4243 | 202601346 | ABIERTO | SH2609-1186 | 2026-09-22 | Fecha de albarán del proveedor | SPEC-216 | MHR Console Back | 10 | 340 | 3400 | FA2609-1294
SuSub-23 | TECN Y PROY DE INGENIERÍA SL | 4243 | 202601346 | ABIERTO | SH2609-1186 | 2026-09-22 | Fecha de albarán del proveedor | OTH-1. | SHIPPING AND IMPORT COSTS | 1 | 15 | 15 | FA2609-1294
SuSub-23 | TECN Y PROY DE INGENIERÍA SL | 4244 | 202601347 | ABIERTO | SH2609-1190 | 2026-09-22 | Fecha de albarán del proveedor | OTH-4 | TRASERA CON COLMENA | 1 | 340 | 340 | FA2609-1298
SuSub-23 | TECN Y PROY DE INGENIERÍA SL | 4245 | 202601348 | ABIERTO | SH2609-1187 | 2026-09-22 | Fecha de albarán del proveedor |  | PINTURA DE 50 PLETINAS GRANDES (SPEC-40) | 0 | 437.5 | 437.5 | FA2609-1295
SuSub-23 | TECN Y PROY DE INGENIERÍA SL | 4246 | 202601349 | ABIERTO | SH2609-1189 | 2026-09-22 | Fecha de albarán del proveedor |  | PINTURA DE 200 PLETINAS PEQUEÑAS SPEC-26 | 0 | 700 | 700 | FA2609-1297
SuSub-23 | TECN Y PROY DE INGENIERÍA SL | 4247 | 202601350 | ABIERTO | SH2609-1188 | 2026-09-22 | Fecha de albarán del proveedor |  | PINTURA DE 50 CARCASAS PISTOLA | 0 | 992.5 | 992.5 | FA2609-1296
SuSub-45 | RS AMIDATA SAU | 4248 | 202601351 | ABIERTO | 1271747818 | 2026-09-22 | Fecha de albarán del proveedor | SPEC-111 | Pneumatic female contact 3mm - 09 14 000 6257 | 30 | 15.542 | 466.26 | 64401791
SuSub-45 | RS AMIDATA SAU | 4249 | 202601352 | ABIERTO | 1271750270 | 2026-09-22 | Fecha de albarán del proveedor | SPEC-455 | Pneumatic x3 Body - Harting 09 14 003 4501 | 50 | 3.99 | 199.5 | 64401791
SuSub-45 | RS AMIDATA SAU | 4250 | 202601353 | ABIERTO | 1271699820 | 2026-09-22 | Fecha de albarán del proveedor | SPEC-855 | Expandable Braided Tin Plated Copper Cable Sleeve, 12.5mm Diameter, 10m Length | 100 | 10.794 | 1079.4 | 64400388
SuSub-45 | RS AMIDATA SAU | 4251 | 202601354 | ABIERTO | 1271765609 | 2026-09-22 | Fecha de albarán del proveedor | SPEC-1273 | 3102 06 08 [Pneumatic fitting, Snap-fit, 6-8 mm] | 10 | 4.734 | 47.34 | 64401792
SuSub-45 | RS AMIDATA SAU | 4251 | 202601354 | ABIERTO | 1271765609 | 2026-09-22 | Fecha de albarán del proveedor | SPEC-1621 | 126-4286 [Montaje antivibración RS PRO RS PRO AV Type B, Bobina macho a hembra, alt. 15 mm, rosca M4 6.4 kg] | 28 | 3.042 | 85.18 | 64401792
SuSub-45 | RS AMIDATA SAU | 4251 | 202601354 | ABIERTO | 1271765609 | 2026-09-22 | Fecha de albarán del proveedor | SPEC-1279 | VDW250-5G-2-01F-Q [Solenoid Valve, 3 port(s) , NO/NC, 24 V dc, 1/8in] | 20 | 21.54 | 430.8 | 64401792
SuSub-45 | RS AMIDATA SAU | 4251 | 202601354 | ABIERTO | 1271765609 | 2026-09-22 | Fecha de albarán del proveedor | SPEC-1616 | HV-31351 [SRF Pogopin Spring, OD:2.70mm, 25.30mm free length (0.1) | 20 | 0.538 | 10.76 | 64401792
SuSub-45 | RS AMIDATA SAU | 4252 | 202601355 | ABIERTO | 1271763655 | 2026-09-22 | Fecha de albarán del proveedor | SPEC-1318 | 3106 08 00 [Straight Tube-to-Tube Adaptor, Push In 8-8mm] | 20 | 3.044 | 60.88 | 64401792
SuSub-16 | EQUALTIA CENTRO ESP. EMPLEO | 4253 | 202601356 | ABIERTO | AV26/00605 | 2026-09-22 | Fecha de albarán del proveedor |  | SOLDAR Y PONER CAPILAR A 9 PUNTERAS SINGLE LT | 0 | 101.34 | 101.34
SuSub-16 | EQUALTIA CENTRO ESP. EMPLEO | 4254 | 202601357 | ABIERTO | AV26/00606 | 2026-09-22 | Fecha de albarán del proveedor |  | SOLDAR Y PONER CAPILAR A 9 PUNTERAS SINGLE LT | 0 | 101.34 | 101.34
SuSub-16 | EQUALTIA CENTRO ESP. EMPLEO | 4255 | 202601358 | ABIERTO | AV26/00606 | 2026-09-22 | Fecha de albarán del proveedor |  | SOLDAR Y PONER CAPILAR A 18 PUNTERAS QUAD LML (SPEC-459) | 0 | 202.68 | 202.68
SuSub-16 | EQUALTIA CENTRO ESP. EMPLEO | 4256 | 202601359 | ABIERTO | AV26/00605 | 2026-09-22 | Fecha de albarán del proveedor |  | FABRICACIÓN DE 13 UMBILICALES | 0 | 400.66 | 400.66
SUSUB-71 | ELECTRONICA Y COMUNICACIONES NOROESTE S.L. | 4257 | 202601360 | ABIERTO | 2.026-322 | 2026-09-22 | Fecha de albarán del proveedor | SPEC-1333 | ASM-0332.001 [PCBA HP BS Board] | 50 | 41.75 | 2087.5 | B2603660
SUSUB-71 | ELECTRONICA Y COMUNICACIONES NOROESTE S.L. | 4257 | 202601360 | ABIERTO | 2.026-322 | 2026-09-22 | Fecha de albarán del proveedor | OTH-4 | GASTOS INICIALES (INGENIERÍA/UTILLAJE) | 1 | 210 | 210 | B2603660
SUSUB-71 | ELECTRONICA Y COMUNICACIONES NOROESTE S.L. | 4258 | 202601361 | ABIERTO | 2.026-324 | 2026-09-22 | Fecha de albarán del proveedor | SPEC-153 | PCBA MHR-b HP trigger | 160 | 3.75 | 600 | B2603661
SuSub-4 | ALSABE EFECTOS NAVALES E INDUSTRIALES SL | 4259 | 202601362 | ABIERTO | 26006168 | 2026-09-22 | Fecha de albarán del proveedor | SPEC-872 | 2.5x100mm Cable Tie | 1000 | 0.01 | 10
SuSub-4 | ALSABE EFECTOS NAVALES E INDUSTRIALES SL | 4259 | 202601362 | ABIERTO | 26006168 | 2026-09-22 | Fecha de albarán del proveedor | SPEC-569 | 3.5x200mm Cable Tie | 500 | 0.03 | 15
SuSub-4 | ALSABE EFECTOS NAVALES E INDUSTRIALES SL | 4259 | 202601362 | ABIERTO | 26006168 | 2026-09-22 | Fecha de albarán del proveedor | SPEC-599 | SUPER GLUE BRUSH ON, 5G | 7 | 12.5 | 87.5
SuSub-4 | ALSABE EFECTOS NAVALES E INDUSTRIALES SL | 4259 | 202601362 | ABIERTO | 26006168 | 2026-09-22 | Fecha de albarán del proveedor | SPEC-812 | Allen Wrench 2.5mm | 50 | 0.2 | 10
SuSub-4 | ALSABE EFECTOS NAVALES E INDUSTRIALES SL | 4259 | 202601362 | ABIERTO | 26006168 | 2026-09-22 | Fecha de albarán del proveedor | SPEC-207 | Disc magnet self-adhesive | 100 | 0.7 | 70
SuSub-4 | ALSABE EFECTOS NAVALES E INDUSTRIALES SL | 4259 | 202601362 | ABIERTO | 26006168 | 2026-09-22 | Fecha de albarán del proveedor | SPEC-94 | Coolant filter - RTF2004 | 50 | 4.5 | 225
SuSub-4 | ALSABE EFECTOS NAVALES E INDUSTRIALES SL | 4259 | 202601362 | ABIERTO | 26006168 | 2026-09-22 | Fecha de albarán del proveedor | SPEC-553 | Grower washer, M4, 4.4 mm ID, 7 mm OD, SS | 1000 | 0.01 | 10
SuSub-4 | ALSABE EFECTOS NAVALES E INDUSTRIALES SL | 4259 | 202601362 | ABIERTO | 26006168 | 2026-09-22 | Fecha de albarán del proveedor | SPEC-342 | Plain Washer, ISO 7089, M5, 5.3 mm ID, 10 mm OD, SS | 1000 | 0.01 | 10
SuSub-4 | ALSABE EFECTOS NAVALES E INDUSTRIALES SL | 4259 | 202601362 | ABIERTO | 26006168 | 2026-09-22 | Fecha de albarán del proveedor | SPEC-271 | Flat washer, ISO 7092, M4, 4.300 mm ID, 8 mm OD | 1000 | 0.01 | 10
SuSub-4 | ALSABE EFECTOS NAVALES E INDUSTRIALES SL | 4259 | 202601362 | ABIERTO | 26006168 | 2026-09-22 | Fecha de albarán del proveedor | SPEC-217 | M-F Hex Standoff Spacers, M3-05-5-2, 5mm, 5mm Long, M3, Brass | 350 | 1.25 | 437.5
SuSub-4 | ALSABE EFECTOS NAVALES E INDUSTRIALES SL | 4259 | 202601362 | ABIERTO | 26006168 | 2026-09-22 | Fecha de albarán del proveedor | SPEC-771 | Oversized Washer, DIN 9021, M5, 5.3 mm ID, 15 mm OD, SS | 1000 | 0.02 | 20
SuSub-9 | ENRIQUE AGUILAR | 4260 | 202601363 | ABIERTO | 511 | 2026-09-22 | Fecha de albarán del proveedor | SPEC-363 | MHR b HP Cover R | 49 | 45 | 2205
SuSub-9 | ENRIQUE AGUILAR | 4260 | 202601363 | ABIERTO | 511 | 2026-09-22 | Fecha de albarán del proveedor | SPEC-50 | MHR-b HP Cover L | 49 | 45 | 2205
SuSub-29 | DONGGUAN ZHUOHANG LTD | 4261 | 202601364 | ABIERTO | 2026091401 | 2026-09-22 | Fecha de albarán del proveedor | OTH-4 | PTS-2430.001 [SINGLE AINCAPACITIVE FRAME] | 10 | 125.46 | 1078.96 | 2026091401
SuSub-4 | ALSABE EFECTOS NAVALES E INDUSTRIALES SL | 4262 | 202601365 | ABIERTO | 26006245 | 2026-09-22 | Fecha de albarán del proveedor | OTH-4 | Rollo de plástico burbuja AP/E40 de 1,60 - 240mm2 | 2 | 50 | 100
SUSUB-71 | ELECTRONICA Y COMUNICACIONES NOROESTE S.L. | 4263 | 202601366 | ABIERTO | 2.026-331 | 2026-09-22 | Fecha de albarán del proveedor | SPEC-148 | PCBA MHR-b Capcharger | 24 | 158.55 | 3805.2 | B2603703
SUSUB-71 | ELECTRONICA Y COMUNICACIONES NOROESTE S.L. | 4264 | 202601367 | ABIERTO | 2.026-330 | 2026-09-22 | Fecha de albarán del proveedor | SPEC-148 | PCBA MHR-b Capcharger | 26 | 158.55 | 4122.3 | B2603703
SuSub-146 | EMABI | 4265 | 202601368 | ABIERTO | 26498 | 2026-09-23 | Fecha de albarán del proveedor | SPEC-1604 | Mecanizado cuad 8x8 D4 inox rod (2290005, cuadradillo de 8x23 Alu. sin fresado cara) | 25 | 16 | 400
SuSub-146 | EMABI | 4265 | 202601368 | ABIERTO | 26498 | 2026-09-23 | Fecha de albarán del proveedor | SPEC-1627 | Clavija electrodos (2290002 Eje Inox. Rosc. M4) | 150 | 2.65 | 397.5
SuSub-21 | TUKAN SOMOS IMPRESORES SLL | 4266 | 202601369 | ABIERTO | 8.489/00 | 2026-09-23 | Fecha de albarán del proveedor | IFU-2_en | Leaseir MHR Xcell User Manual | 10 | 9.77 | 97.7
SuSub-3 | MONOCROM S.L | 4267 | 202601370 | ABIERTO | 225 | 2026-09-24 | Fecha de albarán del proveedor | SPEC-736 | Monocrom Laser Diode, 20 bars, 810 nm, 200A, 4000W | 15 | 2900 | 43500
SuSub-3 | MONOCROM S.L | 4267 | 202601370 | ABIERTO | 225 | 2026-09-24 | Fecha de albarán del proveedor | SPEC-909 | Monocrom Laser Diode, 20 bars, 808-940-1060nm, 180A, 4000W | 2 | 3800 | 7600
SuSub-45 | RS AMIDATA SAU | 4268 | 202601371 | ABIERTO | 1272009910 | 2026-09-25 | Fecha de albarán del proveedor | SPEC-303/USA | IEC C19 Power Cord - USA | 10 | 12.105 | 121.05 | 64408204
SuSub-45 | RS AMIDATA SAU | 4269 | 202601372 | ABIERTO | 1272009909 | 2026-09-25 | Fecha de albarán del proveedor | SPEC-1008 | 3136218 [Un-Filtered IEC Power Entry Module, IEC C14, 10A, 250 VAC, 2-Pole Switch] | 20 | 14.643 | 292.86 | 64408204
SuSub-45 | RS AMIDATA SAU | 4270 | 202601373 | ABIERTO | 1272011344 | 2026-09-25 | Fecha de albarán del proveedor | SPEC-1015 | AHR 220V Mains power cord 19.08.1018-50 | 10 | 7.902 | 79.02 | 64408204
SuSub-45 | RS AMIDATA SAU | 4271 | 202601374 | ABIERTO | 1272011343 | 2026-09-25 | Fecha de albarán del proveedor | SPEC-774 | CRC Dust Free 360 cleaner,250mL | 10 | 26.316 | 263.16 | 64408204
SuSub-45 | RS AMIDATA SAU | 4272 | 202601375 | ABIERTO | 1272022925 | 2026-09-25 | Fecha de albarán del proveedor | SPEC-455 | Pneumatic x3 Body - Harting 09 14 003 4501 | 30 | 4.08 | 122.4 | 64408205
SuSub-45 | RS AMIDATA SAU | 4272 | 202601375 | ABIERTO | 1272022925 | 2026-09-25 | Fecha de albarán del proveedor | SPEC-290 | Harting lever - 09 00 0005221 | 30 | 6.308 | 189.24 | 64408205
SuSub-45 | RS AMIDATA SAU | 4273 | 202601376 | ABIERTO | 1272019987 | 2026-09-25 | Fecha de albarán del proveedor | SPEC-111 | Pneumatic female contact 3mm - 09 14 000 6257 | 60 | 15.76 | 945.6 | 64408205
SuSub-45 | RS AMIDATA SAU | 4273 | 202601376 | ABIERTO | 1272019987 | 2026-09-25 | Fecha de albarán del proveedor | SPEC-291 | Harting Hinged 4mod frame - 09 14 016 0313 | 15 | 16.39 | 245.85 | 64408205
SuSub-45 | RS AMIDATA SAU | 4273 | 202601376 | ABIERTO | 1272019987 | 2026-09-25 | Fecha de albarán del proveedor | SPEC-292 | Harting 8 signal male - 09 14 008 2634 | 15 | 23.796 | 356.94 | 64408205
SuSub-45 | RS AMIDATA SAU | 4273 | 202601376 | ABIERTO | 1272019987 | 2026-09-25 | Fecha de albarán del proveedor | SPEC-293 | Harting x2 40A male - 09 14 002 2601 | 50 | 12.47 | 623.5 | 64408205
SuSub-45 | RS AMIDATA SAU | 4274 | 202601377 | ABIERTO | 1272004817 | 2026-09-25 | Fecha de albarán del proveedor | SPEC-1345 | 09 14 006 0371 [Han hinged frame plus, for 2 modules a-b] | 15 | 23.427 | 351.41 | 64408203
SuSub-45 | RS AMIDATA SAU | 4275 | 202601378 | ABIERTO | 1271602981 | 2026-09-25 | Fecha de albarán del proveedor | SPEC-593 | Touchscreen gasket | 16 | 5.517 | 88.27 | 64398809
SUSUB-78 | LUX GIJON | 4276 | 202601379 | ABIERTO | 602013575 | 2026-09-25 | Fecha de albarán del proveedor | SPEC-781 | 12AWG TS Wire, OD:4.6mm, Color:Red | 300 | 0.59 | 177
SUSUB-78 | LUX GIJON | 4276 | 202601379 | ABIERTO | 602013575 | 2026-09-25 | Fecha de albarán del proveedor | SPEC-780 | 12AWG TS Wire, OD:4.6mm, Color:Blue | 300 | 0.59 | 177
SUSUB-78 | LUX GIJON | 4276 | 202601379 | ABIERTO | 602013575 | 2026-09-25 | Fecha de albarán del proveedor | SPEC-300 | RTAP ZH CPR 8x0.2 - 24AWG*8c in sleeve (Ascable-Recael) | 300 | 0.44 | 132
SuSub-16 | EQUALTIA CENTRO ESP. EMPLEO | 4277 | 202601380 | ABIERTO | AV26/00613 | 2026-09-25 | Fecha de albarán del proveedor |  | FABRICACIÓN DE 17 UMBILICALES | 0 | 523.94 | 523.94
SuSub-4 | ALSABE EFECTOS NAVALES E INDUSTRIALES SL | 4278 | 202601381 | ABIERTO | 26006295 | 2026-09-25 | Fecha de albarán del proveedor | OTH-4 | Tornillo M3x16 avellanado inox | 50 | 0.02 | 1
SuSub-4 | ALSABE EFECTOS NAVALES E INDUSTRIALES SL | 4279 | 202601382 | ABIERTO | 26006298 | 2026-09-25 | Fecha de albarán del proveedor | SPEC-599 | SUPER GLUE BRUSH ON, 5G | 3 | 12.5 | 37.5
SuSub-4 | ALSABE EFECTOS NAVALES E INDUSTRIALES SL | 4280 | 202601383 | ABIERTO | 26006309 | 2026-09-25 | Fecha de albarán del proveedor | SPEC-217 | M-F Hex Standoff Spacers, M3-05-5-2, 5mm, 5mm Long, M3, Brass | 150 | 1.25 | 187.5
SuSub-23 | TECN Y PROY DE INGENIERÍA SL | 4281 | 202601384 | ABIERTO | SH2609-1192 | 2026-09-25 | Fecha de albarán del proveedor | SPEC-216 | MHR Console Back | 10 | 340 | 3400 | FA2609-1300
SuSub-23 | TECN Y PROY DE INGENIERÍA SL | 4281 | 202601384 | ABIERTO | SH2609-1192 | 2026-09-25 | Fecha de albarán del proveedor | OTH-1. | SHIPPING AND IMPORT COSTS | 1 | 15 | 15 | FA2609-1300
SuSub-23 | TECN Y PROY DE INGENIERÍA SL | 4282 | 202601385 | ABIERTO | SH2609-1191 | 2026-09-25 | Fecha de albarán del proveedor |  | PINTURA DE 19 CARCASAS PISTOLA | 0 | 377.15 | 377.15 | FA2609-1299
SuSub-47 | SCULPTEO | 4283 | 202601386 | ABIERTO | 376845 | 2026-09-25 | Fecha de albarán del proveedor | SPEC-370 | Switch Holder | 500 | 1.5 | 750
SuSub-47 | SCULPTEO | 4283 | 202601386 | ABIERTO | 376845 | 2026-09-25 | Fecha de albarán del proveedor | OTH-1. | SHIPPING AND IMPORT COSTS | 1 | 20 | 20
SuSub-42 | PECOMARK | 4284 | 202601387 | ABIERTO | 8126199779 | 2026-09-25 | Fecha de albarán del proveedor | SPEC-425 | Capillary | 150 | 2.528 | 379.2
SuSub-115 | Amazon (SU-LML) | 4285 | 202601388 | ABIERTO | STc8khzjsv | 2026-09-25 | Fecha de albarán del proveedor | OTH-4 | rotulador UNIPOSCA negro 24 | 1 | 3.51 | 3.51 | ES61T3VIABEI
SuSub-115 | Amazon (SU-LML) | 4286 | 202601389 | ABIERTO | ST6cSz7mbv | 2026-09-25 | Fecha de albarán del proveedor | OTH-4 | Tecunite 20 Piezas de Recambios de Bolígrafo 7 cm Negro y Azul | 1 | 6.6 | 6.6 | ES61T3VGABEI
SuSub-115 | Amazon (SU-LML) | 4287 | 202601390 | ABIERTO | (sin albarán) | 2026-09-25 | Fecha de albarán del proveedor | OTH-4 | Sillar Alfombrilla Antivibraciones [60x60x1cm] – Antideslizante, Recortable – Para Lavadora, Secadora, Frigorífico, Subwoofer, Impresora 3D, Gimnasio, Taller, Coche, Interior/Exterior | 1 | 16.39 | 16.39
SuSub-23 | TECN Y PROY DE INGENIERÍA SL | 4288 | 202601391 | ABIERTO | SH2609-1193 | 2026-09-25 | Fecha de albarán del proveedor |  | PINTAR 10 TOP TRAYS SRF | 0 | 300 | 300 | FA2609-1301
SuSub-23 | TECN Y PROY DE INGENIERÍA SL | 4289 | 202601392 | ABIERTO | SH2609-1194 | 2026-09-25 | Fecha de albarán del proveedor |  | PINTADO DE 1 UDS SPEC-1072 PTS-1198 [DS AC CHILLER TOP COVER] | 0 | 20 | 20 | FA2609-1302
SuSub-10 | ENCAJA EMBALAJES DE MADERA S.L. | 4290 | 202601393 | ABIERTO | 23528 | 2026-09-25 | Fecha de albarán del proveedor | SPEC-880 | Leaseir MHR Xcell Console Shipping Crate | 20 | 159 | 3180
SuSub-47 | SCULPTEO | 4291 | 202601394 | ABIERTO | 376909 | 2026-09-25 | Fecha de albarán del proveedor | SPEC-367 | HP Seal 810 | 500 | 2.6 | 1300
SuSub-47 | SCULPTEO | 4291 | 202601394 | ABIERTO | 376909 | 2026-09-25 | Fecha de albarán del proveedor | OTH-1. | SHIPPING AND IMPORT COSTS | 1 | 20 | 20
SuSub-31 | FARNELL | 4292 | 202601395 | ABIERTO | 5970040 | 2026-09-25 | Fecha de albarán del proveedor | SPEC-1585 | Terminal crimpar P-2,54mm (08-52-0072) | 100 | 0.095 | 9.5 | 3838242
SuSub-31 | FARNELL | 4292 | 202601395 | ABIERTO | 5970040 | 2026-09-25 | Fecha de albarán del proveedor | OTH-1. | SHIPPING AND IMPORT COSTS | 1 | 11.99 | 11.99 | 3838242
SuSub-31 | FARNELL | 4293 | 202601396 | ABIERTO | 5970042 | 2026-09-25 | Fecha de albarán del proveedor | SPEC-1536 | Tornillo M3x6 negro plano Pozidriv cabeza alomada MP007347 | 100 | 0.035 | 3.5 | 3838243
SuSub-31 | FARNELL | 4293 | 202601396 | ABIERTO | 5970042 | 2026-09-25 | Fecha de albarán del proveedor | OTH-1. | SHIPPING AND IMPORT COSTS | 1 | 11.99 | 11.99 | 3838243
455137.75

## entregas (faltan OTH-4)
FECHA | Numerador | NUM DOCUMENTO | CÓDIGO CLIENTE | NOMBRE CLIENTE | CÓDIGO ARTÍCULO | DESCRIPCIÓN ARTÍCULO | CANTIDAD | LOTE / NUM SERIE | Coste Artículo |  | COMENTARIOS
2026-09-03 | 2137 | 202601214 | FAB-1 | FABRICA LT | SPEC-40 | Painted MHR-b Hanger port moun | 50 | SH2608-1184 | 10.32 | 516
2026-09-03 | 2138 | 202601215 | DistRec-10 | Dermoscan Gmbh | SPEC-232/Pack_c | Dual caliport packaged for sal | 1 | P00633C | 75.37 | 75.37
2026-09-03 | 2138 | 202601215 | DistRec-10 | Dermoscan Gmbh | SPEC-232/Pack_c | Dual caliport packaged for sal | 1 | P00634C | 75.38 | 75.38
2026-09-03 | 2138 | 202601215 | DistRec-10 | Dermoscan Gmbh | SPEC-232/Pack_c | Dual caliport packaged for sal | 1 | P01045C | 75.37 | 75.37
2026-09-03 | 2138 | 202601215 | DistRec-10 | Dermoscan Gmbh | SPEC-232/Pack_c | Dual caliport packaged for sal | 1 | P01051C | 75.38 | 75.38
2026-09-03 | 2139 | 202601216 | EndCust-42 | LASER FACTORY | SPEC-232/Pack_c | Dual caliport packaged for sal | 1 | P03032B | 75.37 | 75.37
2026-09-03 | 2140 | 202601217 | DistRec-10 | Dermoscan Gmbh | SPEC-226/Pack_c | Quad caliport packaged for sal | 1 | P00652C | 84.44 | 84.44
2026-09-03 | 2140 | 202601217 | DistRec-10 | Dermoscan Gmbh | SPEC-226/Pack_c | Quad caliport packaged for sal | 1 | P00653C | 84.44 | 84.44
2026-09-03 | 2141 | 202601218 | DistRec-10 | Dermoscan Gmbh | SPEC-234/Pack_c | Single caliport packaged for s | 1 | P00657C | 78.5 | 78.5
2026-09-03 | 2142 | 202601219 | EndCust-19 | Depilación Láser Profesional, S.L. (Elha) | SPEC-752/230/Q_c | Cosmetic 230 Console + Quad HP | 1 | C03384/H03384 | 8285.46 | 8285.46
2026-09-03 | 2142 | 202601219 | EndCust-19 | Depilación Láser Profesional, S.L. (Elha) | SPEC-752/230/Q_c | Cosmetic 230 Console + Quad HP | 1 | C03386/H03386 | 8285.46 | 8285.46
2026-09-03 | 2142 | 202601219 | EndCust-19 | Depilación Láser Profesional, S.L. (Elha) | SPEC-752/230/Q_c | Cosmetic 230 Console + Quad HP | 1 | C03387/H03387 | 8285.46 | 8285.46
2026-09-03 | 2142 | 202601219 | EndCust-19 | Depilación Láser Profesional, S.L. (Elha) | SPEC-752/230/Q_c | Cosmetic 230 Console + Quad HP | 1 | C03393/H03393 | 8285.46 | 8285.46
2026-09-03 | 2143 | 202601220 | EndCust-19 | Depilación Láser Profesional, S.L. (Elha) | IFU-13 | Leaseir MHR Xcell Cosmetic Use | 2 |  | 8.02 | 16.04 | salieron con los equipos C03386/H03386 y C03387/H03387
2026-09-03 | 2143 | 202601220 | EndCust-19 | Depilación Láser Profesional, S.L. (Elha) | IFU-20 | Leaseir MHR Xcell Cosmetic Usa | 2 |  | 7.96 | 15.92 | salieron con los equipos C03386/H03386 y C03387/H03387
2026-09-03 | 2144 | 202601221 | EndCust-19 | Depilación Láser Profesional, S.L. (Elha) | IFU-27 | Leaseir MHR Xcell Cosmetic Usa | 1 |  | 6.92 | 6.92 | salieron con el equipo C03384/H03384
2026-09-03 | 2144 | 202601221 | EndCust-19 | Depilación Láser Profesional, S.L. (Elha) | IFU-8 | Leaseir MHR Xcell Cosmetic Use | 1 |  | 6.92 | 6.92 | salieron con el equipo C03384/H03384
2026-09-03 | 2145 | 202601222 | EndCust-14 | Sin Vello Por Láser Low Cost, S.L | SPEC-752/230/D_c | Cosmetic 230 Console + Dual HP | 1 | C03391/H03391 | 8057.3 | 8057.3
2026-09-03 | 2146 | 202601223 | EndCust-14 | Sin Vello Por Láser Low Cost, S.L | SPEC-752/230/D_c | Cosmetic 230 Console + Dual HP | 1 | C03397/H03397 | 8057.41 | 8057.41
2026-09-03 | 2147 | 202601224 | EndCust-67 | Smart Duck (Dome Diffusion) | SPEC-752/230/Q_c | Cosmetic 230 Console + Quad HP | 1 | C03398/H03398 | 8298.43 | 8298.43
2026-09-03 | 2148 | 202601225 | SAT-1 | SAT LT | SPEC-903 | Monocrom Laser Diode, 20 bars, | 1 | 093-2630SP0156 | 3100 | 3100 | 40674 QUE SUSTITUYE A 40132 LEAS-7396
2026-09-03 | 2149 | 202601226 | SAT-1 | SAT LT | SPEC-151 | PCB Control Board | 20 | 2.026-286 | 65.75 | 1315
2026-09-03 | 2149 | 202601226 | SAT-1 | SAT LT | SPEC-51 | b Frontal Cover | 2 | 159 | 246.96 | 493.92
2026-09-03 | 2149 | 202601226 | SAT-1 | SAT LT | SPEC-660 | Advantech -SQF-SHMM2-64G-S9C | 15 |  | 129.81 | 1947.15
2026-09-03 | 2149 | 202601226 | SAT-1 | SAT LT | SPEC-783 | DDR3 SO-DIMM 1600 4GB 512x8 (0 | 15 |  | 36.98 | 554.7
2026-09-03 | 2149 | 202601226 | SAT-1 | SAT LT | SPEC-807 | Translucent silicone Flat Seal | 100 |  | 0.93 | 93
2026-09-03 | 2149 | 202601226 | SAT-1 | SAT LT | SPEC-907 | PCB Buzzer Board Leaseir MHR X | 5 |  | 8.5 | 42.5
2026-09-03 | 2151 | 202601228 | SuSer-0 | MERMAS LT | SPEC-149 | PCBA MHR-b Mainboard | 2 | 2.026-227 | 115.75 | 231.5
2026-09-03 | 2151 | 202601228 | SuSer-0 | MERMAS LT | SPEC-155 | PCBA MHR-b Caliport socket | 1 | 2.025-558 | 10.15 | 10.15
2026-09-03 | 2151 | 202601228 | SuSer-0 | MERMAS LT | SPEC-207 | Disc magnet self-adhesive | 1 |  | 0.7 | 0.7
2026-09-03 | 2151 | 202601228 | SuSer-0 | MERMAS LT | SPEC-32 | MHR-b Caliport back cover - Co | 1 |  | 12.84 | 12.84
2026-09-03 | 2151 | 202601228 | SuSer-0 | MERMAS LT | SPEC-39 | MHR-b CaliQuad Body | 1 |  | 28.96 | 28.96
2026-09-03 | 2154 | 202601231 | SuSer-0 | MERMAS LT | SPEC-1545 | TIRA LED 5m 60 IP30 | 10 |  | 5.11 | 51.1 | las primeras que llegaron, que no sirven.
2026-09-04 | 2155 | 202601232 | EndCust-87 | Grupo Pantera | SPEC-1398 | Single 220V Aesthetic Packagin | 1 | 91411/20248 | 2246.66 | 2246.66 | Xandra Anel, S.L.
2026-09-04 | 2156 | 202601233 | EndCust-26 | Beauty Cool Italia, S.R.L | SPEC-226 | Quad HP Calibration Port | 1 | P00269C | 88.65 | 88.65
2026-09-04 | 2156 | 202601233 | EndCust-26 | Beauty Cool Italia, S.R.L | SPEC-226 | Quad HP Calibration Port | 1 | P00475B | 88.65 | 88.65
2026-09-04 | 2156 | 202601233 | EndCust-26 | Beauty Cool Italia, S.R.L | SPEC-226 | Quad HP Calibration Port | 1 | P00476B | 88.65 | 88.65
2026-09-04 | 2156 | 202601233 | EndCust-26 | Beauty Cool Italia, S.R.L | SPEC-226 | Quad HP Calibration Port | 1 | P00768C | 87.27 | 87.27
2026-09-04 | 2156 | 202601233 | EndCust-26 | Beauty Cool Italia, S.R.L | SPEC-226 | Quad HP Calibration Port | 1 | P00770B | 88.65 | 88.65
2026-09-04 | 2157 | 202601234 | EndCust-34 | Albastetic | SPEC-226 | Quad HP Calibration Port | 1 | P00325C | 91.01 | 91.01
2026-09-04 | 2157 | 202601234 | EndCust-34 | Albastetic | SPEC-226 | Quad HP Calibration Port | 1 | P00326B | 88.66 | 88.66
2026-09-04 | 2157 | 202601234 | EndCust-34 | Albastetic | SPEC-226 | Quad HP Calibration Port | 1 | P00327B | 88.65 | 88.65
2026-09-04 | 2158 | 202601235 | SuSer-0 | MERMAS LT | SPEC-100 | Wheel | 1 | V3-331779 | 15.39 | 15.39
2026-09-04 | 2159 | 202601236 | FAB-1 | FABRICA LT | SPEC-777 | Relay, DIN rail, 12VDC, 6A, SP | 5 |  | 8.3 | 41.5
2026-09-04 | 2160 | 202601237 | SuSer-0 | MERMAS LT | SPEC-842 | Quad-b, capillary welded | 2 |  | 135.67 | 271.34
2026-09-04 | 2161 | 202601238 | FAB-1 | FABRICA LT | SPEC-599 | SUPER GLUE BRUSH ON, 5G | 1 |  | 12.5 | 12.5
2026-09-04 | 2161 | 202601238 | FAB-1 | FABRICA LT | SPEC-828 | UN1299 Novodec Acetone | 1 |  | 4.5 | 4.5
2026-09-04 | 2162 | 202601239 | SuSer-0 | MERMAS LT | SPEC-38 | MHR-b CaliDual Body | 1 | 2026042902 | 19.67 | 19.67
2026-09-04 | 2163 | 202601240 | FAB-1 | FABRICA LT | SPEC-777 | Relay, DIN rail, 12VDC, 6A, SP | 70 |  | 8.3 | 581
2026-09-07 | 2164 | 202601241 | EndCust-130 | Miguel Ángel Parra Rodríguez | SPEC-1400 | Dual 220V Aesthetic Packaging | 1 | 90957/30860 | 4063.39 | 4063.39 | equipos REFUR
2026-09-07 | 2164 | 202601241 | EndCust-130 | Miguel Ángel Parra Rodríguez | SPEC-1400 | Dual 220V Aesthetic Packaging | 1 | 91091/30861 | 4063.11 | 4063.11 | equipos REFUR
2026-09-07 | 2165 | 202601242 | SuSer-0 | MERMAS LT | SPEC-485 | MHR Console label 230 - Englis | 6 | 2.938/00 | 1.17 | 7.02 | con números de serie para MDD´s, siempre se pide alguna de más.
2026-09-07 | 2165 | 202601242 | SuSer-0 | MERMAS LT | SPEC-497 | Leaseir MHR Laser System Handp | 4 | 667/00 | 1.41 | 5.64 | con números de serie para MDD´s, siempre se pide alguna de más.
2026-09-07 | 2166 | 202601243 | EndCust-14 | Sin Vello Por Láser Low Cost, S.L | SPEC-232/Pack_c | Dual caliport packaged for sal | 1 | P00194D | 75.38 | 75.38
2026-09-07 | 2166 | 202601243 | EndCust-14 | Sin Vello Por Láser Low Cost, S.L | SPEC-232/Pack_c | Dual caliport packaged for sal | 1 | P00233D | 75.37 | 75.37
2026-09-07 | 2167 | 202601244 | FAB-1 | FABRICA LT | SPEC-130 | Rivet nut, M4 x 0.70, 18-8 SS | 600 | 26001642 | 0.26 | 156 | cajas tornillería
2026-09-07 | 2167 | 202601244 | FAB-1 | FABRICA LT | SPEC-161 | Hex Socket Countersunk Head Sc | 600 | 26001118 | 0.03 | 18 | cajas tornillería
2026-09-07 | 2167 | 202601244 | FAB-1 | FABRICA LT | SPEC-271 | Flat washer, ISO 7092, M4, 4.3 | 462 | 26004798 | 0.01 | 4.62 | cajas tornillería
2026-09-07 | 2167 | 202601244 | FAB-1 | FABRICA LT | SPEC-271 | Flat washer, ISO 7092, M4, 4.3 | 338 | 26005581 | 0.01 | 3.38 | cajas tornillería
2026-09-07 | 2167 | 202601244 | FAB-1 | FABRICA LT | SPEC-832 | Plain Stainless Steel Hex Sock | 500 |  | 0.03 | 15 | cajas tornillería
2026-09-07 | 2168 | 202601245 | SAT-1 | SAT LT | SPEC-1252 | 608-2RSL [ Single Row Deep Gro | 2 |  | 6 | 12
2026-09-07 | 2168 | 202601245 | SAT-1 | SAT LT | SPEC-1254 | 550011023 [Inner Circlip I-23, | 2 |  | 0.15 | 0.3
2026-09-07 | 2168 | 202601245 | SAT-1 | SAT LT | SPEC-1289 | PTS-2332 [HP SRF Support] (cis | 2 |  | 28.32 | 56.64
2026-09-07 | 2168 | 202601245 | SAT-1 | SAT LT | SPEC-1333/DF | ASM-0332.001 [PCBA HP BS Board | 3 |  | 19.29 | 57.87
2026-09-07 | 2168 | 202601245 | SAT-1 | SAT LT | SPEC-38 | MHR-b CaliDual Body | 2 | 2026042902 | 19.67 | 39.34
2026-09-07 | 2168 | 202601245 | SAT-1 | SAT LT | SPEC-39 | MHR-b CaliQuad Body | 2 |  | 28.97 | 57.94
2026-09-07 | 2168 | 202601245 | SAT-1 | SAT LT | SPEC-416 | O ring (cordón tórico de silic | 5 |  | 3.87 | 19.35
2026-09-07 | 2169 | 202601246 | FAB-1 | FABRICA LT | SPEC-1215 | 50394-8051 [Milli-Grid Female | 100 |  | 0.18 | 18
2026-09-07 | 2169 | 202601246 | FAB-1 | FABRICA LT | SPEC-527 | Holt melt adhesive white | 24 |  | 0.56 | 13.44
2026-09-07 | 2169 | 202601246 | FAB-1 | FABRICA LT | SPEC-892 | Transparent polymer SINTEX MS | 3 |  | 12 | 36
2026-09-07 | 2169 | 202601246 | FAB-1 | FABRICA LT | SPEC-895 | PVC ADHESIVE TAPE - BLACK | 3 |  | 0.8 | 2.4
2026-09-07 | 2170 | 202601247 | EndCust-67 | Smart Duck (Dome Diffusion) | SPEC-752/230/D_c | Cosmetic 230 Console + Dual HP | 1 | C03395/H03395 | 8071.91 | 8071.91
2026-09-07 | 2170 | 202601247 | EndCust-67 | Smart Duck (Dome Diffusion) | SPEC-752/230/D_c | Cosmetic 230 Console + Dual HP | 1 | C03396/H03396 | 8071.91 | 8071.91
2026-09-07 | 2171 | 202601248 | EndCust-135 | ELECHOS I.S.E, S.L.U. | SPEC-1520 | Maletín plástico H4032-040404 | 3 |  | 69.46 | 208.38
2026-09-07 | 2171 | 202601248 | EndCust-135 | ELECHOS I.S.E, S.L.U. | SPEC-1524 | Verotec Case 2U x H/W x 260 – | 3 |  | 273.65 | 820.95
2026-09-07 | 2172 | 202601249 | FAB-1 | FABRICA LT | SPEC-362 | MHR-b R cover + Hanger | 2 | SH2606-1166 | 75.65 | 151.3 | avisa Santi
2026-09-07 | 2172 | 202601249 | FAB-1 | FABRICA LT | SPEC-50 | MHR-b HP Cover L | 2 | 313 | 44.29 | 88.58 | avisa Santi
2026-09-09 | 2173 | 202601250 | DistRec-10 | Dermoscan Gmbh | SPEC-226 | Quad HP Calibration Port | 1 | P00502C | 88.65 | 88.65
2026-09-09 | 2173 | 202601250 | DistRec-10 | Dermoscan Gmbh | SPEC-226 | Quad HP Calibration Port | 1 | P00724C | 90.17 | 90.17
2026-09-09 | 2173 | 202601250 | DistRec-10 | Dermoscan Gmbh | SPEC-226 | Quad HP Calibration Port | 1 | P0375E | 90.17 | 90.17
2026-09-09 | 2174 | 202601251 | EndCust-28 | AZCA LASER, S.L. | SPEC-226 | Quad HP Calibration Port | 1 | P01063 | 87.71 | 87.71
2026-09-09 | 2175 | 202601252 | EndCust-21 | Clinica Belenús SPA | SPEC-226 | Quad HP Calibration Port | 1 | P01058B | 87.28 | 87.28
2026-09-09 | 2176 | 202601253 | DistRec-16 | BiNatural Krystosiak Sp. K | SPEC-226 | Quad HP Calibration Port | 1 | P01034B | 91.01 | 91.01
2026-09-09 | 2177 | 202601254 | EndCust-14 | Sin Vello Por Láser Low Cost, S.L | SPEC-232/Pack_c | Dual caliport packaged for sal | 1 | P00271D | 75.37 | 75.37
2026-09-09 | 2177 | 202601254 | EndCust-14 | Sin Vello Por Láser Low Cost, S.L | SPEC-232/Pack_c | Dual caliport packaged for sal | 1 | P00625C | 75.37 | 75.37
2026-09-09 | 2177 | 202601254 | EndCust-14 | Sin Vello Por Láser Low Cost, S.L | SPEC-232/Pack_c | Dual caliport packaged for sal | 1 | P00626C | 75.37 | 75.37
2026-09-09 | 2177 | 202601254 | EndCust-14 | Sin Vello Por Láser Low Cost, S.L | SPEC-232/Pack_c | Dual caliport packaged for sal | 1 | P03020B | 75.37 | 75.37
2026-09-09 | 2177 | 202601254 | EndCust-14 | Sin Vello Por Láser Low Cost, S.L | SPEC-232/Pack_c | Dual caliport packaged for sal | 1 | P03021B. | 75.37 | 75.37
2026-09-09 | 2177 | 202601254 | EndCust-14 | Sin Vello Por Láser Low Cost, S.L | SPEC-232/Pack_c | Dual caliport packaged for sal | 1 | P03022B | 75.38 | 75.38
2026-09-09 | 2177 | 202601254 | EndCust-14 | Sin Vello Por Láser Low Cost, S.L | SPEC-232/Pack_c | Dual caliport packaged for sal | 1 | P03024B | 75.37 | 75.37
2026-09-10 | 2178 | 202601255 | EndCust-14 | Sin Vello Por Láser Low Cost, S.L | SPEC-232/Pack_c | Dual caliport packaged for sal | 1 | P00642C | 75.37 | 75.37
2026-09-10 | 2178 | 202601255 | EndCust-14 | Sin Vello Por Láser Low Cost, S.L | SPEC-232/Pack_c | Dual caliport packaged for sal | 1 | P00655C | 75.38 | 75.38
2026-09-10 | 2178 | 202601255 | EndCust-14 | Sin Vello Por Láser Low Cost, S.L | SPEC-232/Pack_c | Dual caliport packaged for sal | 1 | P00656C | 75.37 | 75.37
2026-09-10 | 2178 | 202601255 | EndCust-14 | Sin Vello Por Láser Low Cost, S.L | SPEC-232/Pack_c | Dual caliport packaged for sal | 1 | P00658C | 75.38 | 75.38
2026-09-10 | 2178 | 202601255 | EndCust-14 | Sin Vello Por Láser Low Cost, S.L | SPEC-232/Pack_c | Dual caliport packaged for sal | 1 | P00659C | 75.37 | 75.37
2026-09-10 | 2178 | 202601255 | EndCust-14 | Sin Vello Por Láser Low Cost, S.L | SPEC-232/Pack_c | Dual caliport packaged for sal | 1 | P00660C | 75.37 | 75.37
2026-09-10 | 2178 | 202601255 | EndCust-14 | Sin Vello Por Láser Low Cost, S.L | SPEC-232/Pack_c | Dual caliport packaged for sal | 1 | P00670C | 75.37 | 75.37
2026-09-10 | 2178 | 202601255 | EndCust-14 | Sin Vello Por Láser Low Cost, S.L | SPEC-232/Pack_c | Dual caliport packaged for sal | 1 | P00671C | 75.37 | 75.37
2026-09-10 | 2178 | 202601255 | EndCust-14 | Sin Vello Por Láser Low Cost, S.L | SPEC-232/Pack_c | Dual caliport packaged for sal | 1 | P03027B | 75.37 | 75.37
2026-09-10 | 2178 | 202601255 | EndCust-14 | Sin Vello Por Láser Low Cost, S.L | SPEC-232/Pack_c | Dual caliport packaged for sal | 1 | P03030B | 75.38 | 75.38
2026-09-10 | 2179 | 202601256 | SAT-1 | SAT LT | SPEC-1515 | Lanyard Dual 810 | 50 |  | 0.7 | 35
2026-09-10 | 2179 | 202601256 | SAT-1 | SAT LT | SPEC-154 | PCBA MHR-b HP Main | 10 | 2.025-462 | 23.65 | 236.5
2026-09-10 | 2179 | 202601256 | SAT-1 | SAT LT | SPEC-26 | Hanger port Spacer | 5 | SH-1541620-395829 | 5.07 | 25.35
2026-09-10 | 2179 | 202601256 | SAT-1 | SAT LT | SPEC-271 | Flat washer, ISO 7092, M4, 4.3 | 142 | 26005581 | 0.01 | 1.42
2026-09-10 | 2179 | 202601256 | SAT-1 | SAT LT | SPEC-271 | Flat washer, ISO 7092, M4, 4.3 | 858 | 26005966 | 0.01 | 8.58
2026-09-10 | 2179 | 202601256 | SAT-1 | SAT LT | SPEC-366 | b HP trigger in mount | 25 | 202600679 | 5.82 | 145.5
2026-09-10 | 2179 | 202601256 | SAT-1 | SAT LT | SPEC-463 | Hex Nut, DIN 934 M3 x 0.5 mm T | 1000 | 26005966 | 0.01 | 10
2026-09-10 | 2179 | 202601256 | SAT-1 | SAT LT | SPEC-529 | Norland Optical Adhesive - 68 | 2 |  | 54.75 | 109.5
2026-09-10 | 2179 | 202601256 | SAT-1 | SAT LT | SPEC-594_c | MHR-b Umbilical Xcell | 8 |  | 197.9 | 1583.2
2026-09-10 | 2179 | 202601256 | SAT-1 | SAT LT | SPEC-755 | Win 10 IoT Ent 2019 LTSC Entry | 20 |  | 36 | 720
2026-09-10 | 2179 | 202601256 | SAT-1 | SAT LT | SPEC-881 | Push-in fitting Ø4mm x M5, Str | 50 |  | 1.57 | 78.5
2026-09-10 | 2180 | 202601257 | SAT-1 | SAT LT | SPEC-944 | Monocrom Laser Diode, 10 bars, | 1 | 094-2636SP0011 | 1750 | 1750 | 20056
2026-09-10 | 2181 | 202601258 | SAT-1 | SAT LT | SPEC-1185 | LSR0952X0022 [MHR-A PBA MAIN B | 5 |  | 236.57 | 1182.85
2026-09-10 | 2182 | 202601259 | SAT-1 | SAT LT | SPEC-903 | Monocrom Laser Diode, 20 bars, | 1 | 093-2630SP0161 | 3100 | 3100 | 40554 LEAS-7355
2026-09-10 | 2183 | 202601260 | SAT-1 | SAT LT | SPEC-903 | Monocrom Laser Diode, 20 bars, | 1 | 093-2630SP0162 | 3100 | 3100 | 40765
2026-09-10 | 2184 | 202601261 | DistREc-14 | UAB DEPORO | SPEC-1489 | DUAL 220V AHR Packaging | 1 | AHR0033 | 3879.82 | 3879.82 | REFUR
2026-09-10 | 2185 | 202601262 | EndCust-14 | Sin Vello Por Láser Low Cost, S.L | SPEC-232/Pack_c | Dual caliport packaged for sal | 1 | P00672C | 75.37 | 75.37
2026-09-10 | 2185 | 202601262 | EndCust-14 | Sin Vello Por Láser Low Cost, S.L | SPEC-232/Pack_c | Dual caliport packaged for sal | 1 | P00673C | 75.37 | 75.37
2026-09-10 | 2185 | 202601262 | EndCust-14 | Sin Vello Por Láser Low Cost, S.L | SPEC-232/Pack_c | Dual caliport packaged for sal | 1 | P03033B | 75.38 | 75.38
2026-09-10 | 2185 | 202601262 | EndCust-14 | Sin Vello Por Láser Low Cost, S.L | SPEC-232/Pack_c | Dual caliport packaged for sal | 1 | P03037B | 75.37 | 75.37
2026-09-10 | 2185 | 202601262 | EndCust-14 | Sin Vello Por Láser Low Cost, S.L | SPEC-232/Pack_c | Dual caliport packaged for sal | 1 | P03040B | 75.38 | 75.38
2026-09-10 | 2186 | 202601263 | SAT-1 | SAT LT | SPEC-226 | Quad HP Calibration Port | 1 | P00161C | 83.44 | 83.44
2026-09-10 | 2187 | 202601264 | SuSer-0 | MERMAS LT | SPEC-485 | MHR Console label 230 - Englis | 2 | 8.091/00 | 0.78 | 1.56 | sobrantes de las que se mandan imprimir para los MDD´s (siempre se sacan 2 de más por si alguna se deteriora)
2026-09-10 | 2187 | 202601264 | SuSer-0 | MERMAS LT | SPEC-497 | Leaseir MHR Laser System Handp | 2 | 8.091/00 | 0.78 | 1.56 | sobrantes de las que se mandan imprimir para los MDD´s (siempre se sacan 2 de más por si alguna se deteriora)
2026-09-10 | 2187 | 202601264 | SuSer-0 | MERMAS LT | SPEC-503 | Leaseir MHR Laser System Handp | 2 | 8.091/00 | 0.78 | 1.56 | sobrantes de las que se mandan imprimir para los MDD´s (siempre se sacan 2 de más por si alguna se deteriora)
2026-09-10 | 2188 | 202601265 | DistRec-55 | NEXTMED AG | SPEC-1510 | Hydrating Conductor Spray, 100 | 2 |  | 3.61 | 7.22
2026-09-10 | 2189 | 202601266 | SuSer-0 | MERMAS LT | SPEC-38 | MHR-b CaliDual Body | 1 | 2026042902 | 19.67 | 19.67
2026-09-10 | 2190 | 202601267 | FAB-1 | FABRICA LT | SPEC-767 | Tangit PVC-U Special Adhesive | 1 |  | 18 | 18
2026-09-10 | 2190 | 202601267 | FAB-1 | FABRICA LT | SPEC-773 | Tesa White duct tape 48mm x50m | 2 |  | 13.99 | 27.98
2026-09-10 | 2191 | 202601268 | SAT-1 | SAT LT | SPEC-1048 | BD-07 [Boden BD-07 Micro Pisto | 4 |  | 50 | 200
2026-09-10 | 2191 | 202601268 | SAT-1 | SAT LT | SPEC-1129 | 2212S-20SG-85 [PCB Receptacle, | 5 |  | 0.41 | 2.05
2026-09-10 | 2191 | 202601268 | SAT-1 | SAT LT | SPEC-1479 | Gatillo completo MHR | 25 |  | 5.74 | 143.5
2026-09-10 | 2191 | 202601268 | SAT-1 | SAT LT | SPEC-459 | ASM Quad Tip | 18 |  | 100.63 | 1811.34
2026-09-10 | 2191 | 202601268 | SAT-1 | SAT LT | SPEC-464 | ASM Dual Tip | 9 |  | 105.55 | 949.95
2026-09-10 | 2191 | 202601268 | SAT-1 | SAT LT | SPEC-893 | TM2S8-C | 50 |  | 0.38 | 19
2026-09-10 | 2191 | 202601268 | SAT-1 | SAT LT | SPEC-99 | Touchscreen - IDK-1115R-50XGA1 | 10 | 86634498 | 187.11 | 1871.1
2026-09-11 | 2192 | 202601269 | SAT-1 | SAT LT | SPEC-594_c | MHR-b Umbilical Xcell | 2 |  | 197.74 | 395.48
2026-09-11 | 2192 | 202601269 | SAT-1 | SAT LT | SPEC-884 | M3x30 Cheese Slotted Nylon M/S | 1000 |  | 0.3 | 300
2026-09-11 | 2193 | 202601270 | SuSer-0 | MERMAS LT | SPEC-202 | Shunt 30A-60mV | 1 | A250435 | 40 | 40
2026-09-11 | 2194 | 202601271 | EndCust-17 | Group Ideal Europe, S.R.L. | SPEC-226 | Quad HP Calibration Port | 1 | P00150C | 87.67 | 87.67
2026-09-11 | 2194 | 202601271 | EndCust-17 | Group Ideal Europe, S.R.L. | SPEC-226 | Quad HP Calibration Port | 1 | P00151C | 87.67 | 87.67
2026-09-11 | 2194 | 202601271 | EndCust-17 | Group Ideal Europe, S.R.L. | SPEC-226 | Quad HP Calibration Port | 1 | P00152C | 87.67 | 87.67
2026-09-11 | 2194 | 202601271 | EndCust-17 | Group Ideal Europe, S.R.L. | SPEC-226 | Quad HP Calibration Port | 1 | P00153C | 87.68 | 87.68
2026-09-11 | 2195 | 202601272 | SAT-1 | SAT LT | SPEC-226 | Quad HP Calibration Port | 1 | P01015D | 90.17 | 90.17
2026-09-11 | 2195 | 202601272 | SAT-1 | SAT LT | SPEC-226 | Quad HP Calibration Port | 1 | P01033C | 90.17 | 90.17
2026-09-11 | 2196 | 202601273 | FAB-1 | FABRICA LT | SPEC-100 | Wheel | 8 | V3-331779 | 15.39 | 123.12
2026-09-11 | 2197 | 202601274 | SuSer-0 | MERMAS LT | SPEC-842 | Quad-b, capillary welded | 1 |  | 135.67 | 135.67
2026-09-11 | 2198 | 202601275 | FAB-1 | FABRICA LT | SPEC-818 | Tubo Araldite Adhesive, 5 min, | 3 |  | 41 | 123
2026-09-11 | 2198 | 202601275 | FAB-1 | FABRICA LT | SPEC-966 | Through Hole Resistor, 0.33 oh | 30 |  | 0.57 | 17.1
2026-09-11 | 2199 | 202601276 | SAT-1 | SAT LT | SPEC-470 | PCB Main Board MDD | 1 |  | 223.53 | 223.53
2026-09-11 | 2200 | 202601277 | EndCust-67 | Smart Duck (Dome Diffusion) | SPEC-965 | 094901 [Hydrating Conductor Sp | 240 |  | 6.09 | 1461.6
2026-09-11 | 2201 | 202601278 | FAB-1 | FABRICA LT | SPEC-822 | Sontara Multipurpose EC Wipe, | 700 |  | 0.18 | 126
2026-09-11 | 2201 | 202601278 | FAB-1 | FABRICA LT | SPEC-946 | Special plastic adhesive | 6 |  | 8.99 | 53.94
2026-09-11 | 2202 | 202601279 | DistRec-55 | NEXTMED AG | SPEC-752/230/D_c | Cosmetic 230 Console + Dual HP | 1 | 20.059/60.046 | 8511.13 | 8511.13
2026-09-11 | 2202 | 202601279 | DistRec-55 | NEXTMED AG | SPEC-752/230/Q_c | Cosmetic 230 Console + Quad HP | 1 | 20.063/70.034 | 8414.76 | 8414.76
2026-09-11 | 2202 | 202601279 | DistRec-55 | NEXTMED AG | SPEC-754/S_c | Single HP + Caliport packaged | 1 | 50024 | 2405.2 | 2405.2
2026-09-11 | 2203 | 202601280 | FAB-1 | FABRICA LT | SPEC-127 | Locknut, ISO 10511 - M4 x 0.7 | 700 | 26002976 | 0.02 | 14
2026-09-14 | 2204 | 202601281 | EndCust-67 | Smart Duck (Dome Diffusion) | SPEC-752/230/D_c | Cosmetic 230 Console + Dual HP | 1 | C03404/H03404 | 8056.36 | 8056.36
2026-09-14 | 2205 | 202601282 | SuSer-0 | MERMAS LT | SPEC-31 | MHR-b caliport housing | 1 | SH-1541620-395829 | 4.46 | 4.46
2026-09-14 | 2205 | 202601282 | SuSer-0 | MERMAS LT | SPEC-36 | b - HP connector enclosure x4 | 1 | SH-1541620-412609 | 14.36 | 14.36
2026-09-14 | 2206 | 202601283 | SAT-1 | SAT LT | SPEC-1185 | LSR0952X0022 [MHR-A PBA MAIN B | 5 |  | 236.57 | 1182.85
2026-09-14 | 2206 | 202601283 | SAT-1 | SAT LT | SPEC-148 | PCBA MHR-b Capcharger | 5 | 2.026-292 | 158.55 | 792.75
2026-09-14 | 2206 | 202601283 | SAT-1 | SAT LT | SPEC-98 | Power Supply - Vega Lite 750 | 2 | ALB269735 | 515 | 1030
2026-09-14 | 2207 | 202601284 | SuSer-0 | MERMAS LT | SPEC-51 | b Frontal Cover | 1 | 248 | 246.96 | 246.96
2026-09-14 | 2208 | 202601285 | EndCust-80 | NEA AESTHETIC SOLUTIONS SAL | SPEC-1409 | Leaseir AHR Hair Removal | 1 |  | 5.38 | 5.38
2026-09-14 | 2208 | 202601285 | EndCust-80 | NEA AESTHETIC SOLUTIONS SAL | SPEC-1410 | QUICK GUIDE AHR (ENGLISH) | 1 |  | 5.38 | 5.38
2026-09-14 | 2208 | 202601285 | EndCust-80 | NEA AESTHETIC SOLUTIONS SAL | SPEC-1510 | Hydrating Conductor Spray, 100 | 2 |  | 3.61 | 7.22
2026-09-14 | 2208 | 202601285 | EndCust-80 | NEA AESTHETIC SOLUTIONS SAL | SPEC-281 | PAT patient blinds | 1 | 1826/2025 | 12.3 | 12.3
2026-09-14 | 2209 | 202601286 | SAT-1 | SAT LT | SPEC-594_c | MHR-b Umbilical Xcell | 2 |  | 197.57 | 395.14
2026-09-14 | 2210 | 202601287 | FAB-1 | FABRICA LT | SPEC-948 | Carton box - 24x18x5cm | 265 |  | 0.78 | 206.7 | se fueron entregando desde inicio junto con los geles, pero no se estaban descontando, ajuste.
2026-09-14 | 2210 | 202601287 | FAB-1 | FABRICA LT | SPEC-949 | Carton box - 30x24x5cm | 329 |  | 1.18 | 388.22 | se fueron entregando desde inicio junto con los geles, pero no se estaban descontando, ajuste.
2026-09-14 | 2211 | 202601288 | COMERCIAL-1 | COMERCIAL | SPEC-1510 | Hydrating Conductor Spray, 100 | 1 |  | 3.61 | 3.61
2026-09-14 | 2211 | 202601288 | COMERCIAL-1 | COMERCIAL | SPEC-965 | 094901 [Hydrating Conductor Sp | 1 |  | 6.09 | 6.09
2026-09-14 | 2212 | 202601289 | EndCust-104 | Dolores Belen Deben Gomez | SPEC-965 | 094901 [Hydrating Conductor Sp | 6 |  | 6.09 | 36.54
2026-09-14 | 2213 | 202601290 | EndCust-136 | Elena Teresa Macía Fructuoso | SPEC-965 | 094901 [Hydrating Conductor Sp | 6 |  | 6.09 | 36.54
2026-09-14 | 2214 | 202601291 | SAT-1 | SAT LT | SPEC-438 | Fuse socket 5x20mm - Littelfus | 20 |  | 2.04 | 40.8
2026-09-14 | 2214 | 202601291 | SAT-1 | SAT LT | SPEC-891 | Cap for 5x20mm fuse holder | 20 |  | 1.87 | 37.4
2026-09-14 | 2214 | 202601291 | SAT-1 | SAT LT | SPEC-99 | Touchscreen - IDK-1115R-50XGA1 | 5 | 86758969 | 187.11 | 935.55
2026-09-14 | 2215 | 202601292 | FAB-1 | FABRICA LT | SPEC-844 | IEC C19 Power Cord - Brasil | 4 | A250362 | 10.34 | 41.36 | se entregaron con los equipos de Brasil, no se habían incluído en el escandallo del empaquetado, ajuste
2026-09-14 | 2216 | 202601293 | FAB-1 | FABRICA LT | SPEC-303 | IEC C19 Power Cord - Europa | 5 | 42192450-02 | 7.09 | 35.45
2026-09-14 | 2217 | 202601294 | FAB-1 | FABRICA LT | SPEC-527 | Holt melt adhesive white | 24 |  | 0.57 | 13.68
2026-09-14 | 2217 | 202601294 | FAB-1 | FABRICA LT | SPEC-947 | UN1219 Isopropyl alcohol | 1 |  | 5 | 5
2026-09-14 | 2218 | 202601295 | EndCust-68 | MEDICAL BROKER di Emilio Laconi & C. S.a.s. | SPEC-232/Pack_c | Dual caliport packaged for sal | 1 | P03017B | 75.38 | 75.38
2026-09-15 | 2219 | 202601296 | SAT-1 | SAT LT | SPEC-594_c | MHR-b Umbilical Xcell | 1 |  | 197.57 | 197.57
2026-09-15 | 2220 | 202601297 | SuSer-0 | MERMAS LT | SPEC-51 | b Frontal Cover | 2 | 248 | 246.96 | 493.92
2026-09-15 | 2221 | 202601298 | SAT-1 | SAT LT | SPEC-594_c | MHR-b Umbilical Xcell | 10 |  | 199.16 | 1991.6
2026-09-16 | 2222 | 202601299 | DistRec-51 | G POINT | SPEC-752/230/Q_c | Cosmetic 230 Console + Quad HP | 1 | C03399/H03399 | 8300.07 | 8300.07
2026-09-16 | 2223 | 202601300 | EndCust-42 | LASER FACTORY | SPEC-232/Pack_c | Dual caliport packaged for sal | 1 | P00257D | 75.27 | 75.27
2026-09-16 | 2223 | 202601300 | EndCust-42 | LASER FACTORY | SPEC-232/Pack_c | Dual caliport packaged for sal | 1 | P00258D | 75.28 | 75.28
2026-09-16 | 2223 | 202601300 | EndCust-42 | LASER FACTORY | SPEC-232/Pack_c | Dual caliport packaged for sal | 1 | P00684C | 75.28 | 75.28
2026-09-16 | 2223 | 202601300 | EndCust-42 | LASER FACTORY | SPEC-232/Pack_c | Dual caliport packaged for sal | 1 | P03055B | 75.27 | 75.27
2026-09-16 | 2224 | 202601301 | DistRec-12 | Corpoderm | SPEC-752/230/D_c | Cosmetic 230 Console + Dual HP | 1 | C03405/H03405 | 8148.7 | 8148.7
2026-09-16 | 2225 | 202601302 | DistRec-12 | Corpoderm | SPEC-752/230/DB_c | Cosmetic 230 Console + Dual Bl | 1 | C03406/H03406 | 9062.56 | 9062.56
2026-09-16 | 2226 | 202601303 | DistRec-12 | Corpoderm | SPEC-752/230/S_c | Cosmetic 230 Console + Single | 1 | C03407/H03407 | 6992.98 | 6992.98
2026-09-16 | 2228 | 202601305 | FAB-1 | FABRICA LT | SPEC-1119 | KPEG242 [Transducer, Buzzer, C | 5 |  | 1.02 | 5.1
2026-09-16 | 2228 | 202601305 | FAB-1 | FABRICA LT | SPEC-806 | Molex Connector,1.00mm Pitch, | 100 | 4604013 | 0.14 | 14
2026-09-16 | 2228 | 202601305 | FAB-1 | FABRICA LT | SPEC-806 | Molex Connector,1.00mm Pitch, | 155 | 5314629 | 0.08 | 12.4
2026-09-16 | 2229 | 202601306 | SAT-1 | SAT LT | SPEC-1129 | 2212S-20SG-85 [PCB Receptacle, | 100 |  | 0.38 | 38
2026-09-16 | 2229 | 202601306 | SAT-1 | SAT LT | SPEC-334 | ANTIFREEZE CC-30 [COOLANT-ANTI | 25 |  | 1.19 | 29.75
2026-09-16 | 2229 | 202601306 | SAT-1 | SAT LT | SPEC-97 | MHR Handpiece hardcase + Foam | 2 |  | 64.21 | 128.42
2026-09-16 | 2230 | 202601307 | SAT-1 | SAT LT | SPEC-903 | Monocrom Laser Diode, 20 bars, | 1 | 093-2630SP0164 | 3100 | 3100 | 40766 Leas-7405
2026-09-16 | 2231 | 202601308 | FAB-1 | FABRICA LT | SPEC-569 | 3.5x200mm Cable Tie | 24 | 26004798 | 0.03 | 0.72
2026-09-16 | 2231 | 202601308 | FAB-1 | FABRICA LT | SPEC-569 | 3.5x200mm Cable Tie | 500 | 26005581 | 0.03 | 15
2026-09-16 | 2231 | 202601308 | FAB-1 | FABRICA LT | SPEC-599 | SUPER GLUE BRUSH ON, 5G | 7 |  | 12.5 | 87.5
2026-09-16 | 2231 | 202601308 | FAB-1 | FABRICA LT | SPEC-774 | CRC Dust Free 360 cleaner,250m | 2 |  | 26.29 | 52.58
2026-09-16 | 2231 | 202601308 | FAB-1 | FABRICA LT | SPEC-872 | 2.5x100mm Cable Tie | 246 |  | 0.01 | 2.46
2026-09-16 | 2232 | 202601309 | SuSer-0 | MERMAS LT | SPEC-149 | PCBA MHR-b Mainboard | 1 | 2.026-227 | 115.75 | 115.75
2026-09-16 | 2232 | 202601309 | SuSer-0 | MERMAS LT | SPEC-36 | b - HP connector enclosure x4 | 1 | SH1541620-418937 | 14.36 | 14.36
2026-09-16 | 2233 | 202601310 | SuSer-0.0 | Leaseir Technologies I+D | SPEC-385 | Quad-b sleeve | 3 | 20250226 | 0.27 | 0.81
2026-09-16 | 2233 | 202601310 | SuSer-0.0 | Leaseir Technologies I+D | SPEC-572 | Dual-b sleeve | 3 | 20250226 | 0.27 | 0.81
2026-09-16 | 2233 | 202601310 | SuSer-0.0 | Leaseir Technologies I+D | SPEC-573 | Dual-b Window | 3 | 260121 | 37.8 | 113.4
2026-09-16 | 2233 | 202601310 | SuSer-0.0 | Leaseir Technologies I+D | SPEC-578 | Quad-b window | 3 | 260427 | 58.22 | 174.66
2026-09-16 | 2233 | 202601310 | SuSer-0.0 | Leaseir Technologies I+D | SPEC-841 | Dual-b, capillary welded | 3 |  | 142.85 | 428.55
2026-09-16 | 2233 | 202601310 | SuSer-0.0 | Leaseir Technologies I+D | SPEC-842 | Quad-b, capillary welded | 3 |  | 135.67 | 407.01
2026-09-16 | 2233 | 202601310 | SuSer-0.0 | Leaseir Technologies I+D | SPEC-929 | Single-b 2024, window | 2 |  | 46.59 | 93.18
2026-09-16 | 2233 | 202601310 | SuSer-0.0 | Leaseir Technologies I+D | SPEC-931 | Single-b 2024, sleeve | 2 |  | 0.26 | 0.52
2026-09-16 | 2233 | 202601310 | SuSer-0.0 | Leaseir Technologies I+D | SPEC-943 | Single-b 2024, capillary welde | 2 |  | 81.57 | 163.14
2026-09-16 | 2234 | 202601311 | SAT-1 | SAT LT | SPEC-226 | Quad HP Calibration Port | 1 | P00486C | 83.44 | 83.44
2026-09-17 | 2235 | 202601312 | EndCust-23 | Epilpoint/ Retail Specialist Group SRL | SPEC-752/230/Q_c | Cosmetic 230 Console + Quad HP | 1 | C03409/H03409 | 8384.99 | 8384.99
2026-09-17 | 2235 | 202601312 | EndCust-23 | Epilpoint/ Retail Specialist Group SRL | SPEC-752/230/Q_c | Cosmetic 230 Console + Quad HP | 1 | C03410/H03410 | 8384.98 | 8384.98
2026-09-17 | 2236 | 202601313 | EndCust-67 | Smart Duck (Dome Diffusion) | SPEC-752/230/D_c | Cosmetic 230 Console + Dual HP | 1 | C03408/H03408 | 8143.09 | 8143.09
2026-09-17 | 2237 | 202601314 | FAB-1 | FABRICA LT | SPEC-1273 | 3102 06 08 [Pneumatic fitting, | 15 |  | 4.59 | 68.85
2026-09-17 | 2237 | 202601314 | FAB-1 | FABRICA LT | SPEC-1286 | PTS-2328 [Umbilical guide fast | 4 |  | 1.12 | 4.48
2026-09-17 | 2238 | 202601315 | SuSer-0 | MERMAS LT | SPEC-1273 | 3102 06 08 [Pneumatic fitting, | 2 |  | 4.59 | 9.18
2026-09-17 | 2239 | 202601316 | SAT-1 | SAT LT | SPEC-232 | Dual HP Calibration Port | 1 | P0684D | 74.28 | 74.28
2026-09-17 | 2240 | 202601317 | COMERCIAL-1 | COMERCIAL | SPEC-1510 | Hydrating Conductor Spray, 100 | 10 |  | 3.61 | 36.1
2026-09-17 | 2240 | 202601317 | COMERCIAL-1 | COMERCIAL | SPEC-949 | Carton box - 30x24x5cm | 1 |  | 1.18 | 1.18
2026-09-17 | 2241 | 202601318 | EndCust-67 | Smart Duck (Dome Diffusion) | SPEC-1511 | Hydrating Conductor Spray, 5L | 3 |  | 87.02 | 261.06
2026-09-17 | 2242 | 202601319 | SAT-1 | SAT LT | SPEC-1235 | BLACK PALLET WRAPPING FILM ROL | 2 |  | 8.5 | 17
2026-09-17 | 2243 | 202601320 | FAB-1 | FABRICA LT | SPEC-914 | Loctite 270, anaerobic threadl | 1 |  | 36.75 | 36.75
2026-09-22 | 2244 | 202601321 | EndCust-80 | NEA AESTHETIC SOLUTIONS SAL | SPEC-1489 | DUAL 220V AHR Packaging | 1 | AHR0471 | 3371.91 | 3371.91 | AHR REFUR
2026-09-22 | 2245 | 202601322 | EndCust-128 | EPIL RESET | SPEC-752/230/D_c | Cosmetic 230 Console + Dual HP | 1 | C03412/H03412 | 8159.39 | 8159.39 | para MAGICA
2026-09-22 | 2246 | 202601323 | EndCust-128 | EPIL RESET | SPEC-752/230/D_c | Cosmetic 230 Console + Dual HP | 1 | C03411/H03411 | 8159.39 | 8159.39 | para LIGHT
2026-09-22 | 2246 | 202601323 | EndCust-128 | EPIL RESET | SPEC-752/230/D_c | Cosmetic 230 Console + Dual HP | 1 | C03413/H03413 | 8159.38 | 8159.38 | para LIGHT
2026-09-22 | 2247 | 202601324 | SAT-1 | SAT LT | SPEC-903 | Monocrom Laser Diode, 20 bars, | 1 | 093-2631SP0168 | 3100 | 3100 | 40245 LEAS-7190
2026-09-22 | 2248 | 202601325 | FAB-1 | FABRICA LT | SPEC-529 | Norland Optical Adhesive - 68 | 2 |  | 54.75 | 109.5
2026-09-22 | 2248 | 202601325 | FAB-1 | FABRICA LT | SPEC-817 | 3M Heat Shrink Tubing, 3/1mm B | 1 |  | 30 | 30
2026-09-22 | 2248 | 202601325 | FAB-1 | FABRICA LT | SPEC-819 | 3M Heat Shrink Tubing, 6/2mm B | 1 |  | 27.78 | 27.78
2026-09-22 | 2249 | 202601326 | SuSer-0 | MERMAS LT | SPEC-1574 | Circular rosca aerea hembra 3 | 1 |  | 4.81 | 4.81
2026-09-22 | 2250 | 202601327 | COMERCIAL-1 | COMERCIAL | SPEC-280 | Operator goggles - ATD #52 780 | 10 | LP-20260606021L | 22.79 | 227.9 | FORMACION ELHA OLIVER ARACIL
2026-09-22 | 2251 | 202601328 | SuSer-0.0 | Leaseir Technologies I+D | SPEC-735 | Quad 25,5x14,5 Prism | 3 | 2026013001 | 30.44 | 91.32
2026-09-22 | 2251 | 202601328 | SuSer-0.0 | Leaseir Technologies I+D | SPEC-830 | Diode Base | 3 |  | 14.05 | 42.15
2026-09-22 | 2252 | 202601329 | SAT-1 | SAT LT | SPEC-116 | MIO-2263E-S3A1E | 1 | 86545343 | 226.52 | 226.52
2026-09-22 | 2252 | 202601329 | SAT-1 | SAT LT | SPEC-303/USA | IEC C19 Power Cord - USA | 5 | 2026013001 | 12.83 | 64.15
2026-09-22 | 2252 | 202601329 | SAT-1 | SAT LT | SPEC-388 | CA LVDS | 1 | B2025120004 | 11.78 | 11.78
2026-09-22 | 2252 | 202601329 | SAT-1 | SAT LT | SPEC-544 | CA TOUCH DC IN | 1 | B2025120004 | 3.44 | 3.44
2026-09-22 | 2252 | 202601329 | SAT-1 | SAT LT | SPEC-6 | Angle Mount | 2 | 1135914 | 1.83 | 3.66
2026-09-22 | 2252 | 202601329 | SAT-1 | SAT LT | SPEC-70 | CPU Heatsink | 1 | 2026072101 | 3.26 | 3.26
2026-09-22 | 2252 | 202601329 | SAT-1 | SAT LT | SPEC-793 | Hanger base cover | 1 |  | 1.28 | 1.28
2026-09-22 | 2252 | 202601329 | SAT-1 | SAT LT | SPEC-9 | b Touchscreen support | 1 | 1147910 | 8.22 | 8.22
2026-09-22 | 2253 | 202601330 | SAT-1 | SAT LT | SPEC-1008 | 3136218 [Un-Filtered IEC Power | 3 |  | 13.64 | 40.92
2026-09-22 | 2253 | 202601330 | SAT-1 | SAT LT | SPEC-1119 | KPEG242 [Transducer, Buzzer, C | 50 |  | 0.9 | 45
2026-09-22 | 2253 | 202601330 | SAT-1 | SAT LT | SPEC-162 | Copper strip | 5 | 1119546 | 1.27 | 6.35
2026-09-22 | 2253 | 202601330 | SAT-1 | SAT LT | SPEC-183 | Fitting Plug 8mm - 3126 08 00 | 20 | 1.387/26 | 0.54 | 10.8
2026-09-22 | 2253 | 202601330 | SAT-1 | SAT LT | SPEC-367 | HP Seal 810 | 100 | 367827 | 2.6 | 260
2026-09-22 | 2253 | 202601330 | SAT-1 | SAT LT | SPEC-529 | Norland Optical Adhesive - 68 | 2 |  | 54.75 | 109.5
2026-09-22 | 2253 | 202601330 | SAT-1 | SAT LT | SPEC-735 | Quad 25,5x14,5 Prism | 10 | 2026013001 | 30.44 | 304.4
2026-09-22 | 2253 | 202601330 | SAT-1 | SAT LT | SPEC-774 | CRC Dust Free 360 cleaner,250m | 10 |  | 26.29 | 262.9
2026-09-22 | 2253 | 202601330 | SAT-1 | SAT LT | SPEC-807 | Translucent silicone Flat Seal | 50 |  | 0.93 | 46.5
2026-09-22 | 2253 | 202601330 | SAT-1 | SAT LT | SPEC-994 | 902-978 [Thermostat IDNext 902 | 2 |  | 60.91 | 121.82
2026-09-22 | 2254 | 202601331 | SAT-1 | SAT LT | SPEC-40 | Painted MHR-b Hanger port moun | 24 | SH2609-1187 | 10.32 | 247.68
2026-09-22 | 2255 | 202601332 | SAT-1 | SAT LT | SPEC-749 | Leaseir SRF BS Handpiece | 1 | BS00024. | 275.84 | 275.84
2026-09-22 | 2256 | 202601333 | COMERCIAL-1 | COMERCIAL | SPEC-752/230/Q_c | Cosmetic 230 Console + Quad HP | 1 | C03191/H00327 | 664.68 | 664.68 | Oliver, REFUR
2026-09-22 | 2257 | 202601334 | SAT-1 | SAT LT | SPEC-1462 | only a MHR 230 Aesthetic Conso | 1 | 90245 | 624.99 | 624.99 | REFUR 90245
2026-09-22 | 2258 | 202601335 | COMERCIAL-1 | COMERCIAL | SPEC-1402 | Quad 220V Aesthetic Packaging | 1 | 91090/40520 | 178.16 | 178.16 | REFUR 91090/40520
2026-09-22 | 2259 | 202601336 | SAT-1 | SAT LT | SPEC-1471 | Quad MHR Handpiece Packaging | 1 | 40413 | 51.99 | 51.99 | HP REFUR 40413
2026-09-22 | 2260 | 202601337 | SAT-1 | SAT LT | SPEC-1469 | Dual MHR Handpiece Packaging | 1 | 30117 | 323.2 | 323.2
2026-09-23 | 2261 | 202601338 | EndCust-14 | Sin Vello Por Láser Low Cost, S.L | SPEC-752/230/D_c | Cosmetic 230 Console + Dual HP | 1 | C03415/H03415 | 8124.25 | 8124.25
2026-09-23 | 2262 | 202601339 | SuSer-0 | MERMAS LT | SPEC-1345 | 09 14 006 0371 [Han hinged fra | 5 |  | 23.43 | 117.15
2026-09-23 | 2263 | 202601340 | SAT-1 | SAT LT | SPEC-21 | Dual-b Frame | 30 | 20260186 | 30.4 | 912
2026-09-23 | 2263 | 202601340 | SAT-1 | SAT LT | SPEC-362 | MHR-b R cover + Hanger | 10 | SH2608-1183 | 76.28 | 762.8
2026-09-23 | 2263 | 202601340 | SAT-1 | SAT LT | SPEC-50 | MHR-b HP Cover L | 10 | 332 | 44.29 | 442.9
2026-09-23 | 2263 | 202601340 | SAT-1 | SAT LT | SPEC-594_c | MHR-b Umbilical Xcell | 5 |  | 199.34 | 996.7
2026-09-23 | 2264 | 202601341 | SuSer-0 | MERMAS LT | SPEC-156 | PCBA MHR-b Caliport | 1 | 2.026-99 | 33.5 | 33.5
2026-09-23 | 2264 | 202601341 | SuSer-0 | MERMAS LT | SPEC-38 | MHR-b CaliDual Body | 1 | 2026042902 | 19.67 | 19.67
2026-09-23 | 2265 | 202601342 | FAB-1 | FABRICA LT | SPEC-1176 | SILVER KING LIQUID METAL COMPO | 1 |  | 20 | 20
2026-09-23 | 2266 | 202601343 | SuSer-0 | MERMAS LT | SPEC-1585 | Crimpar P-2,54mm | 100 |  | 0.09 | 9 | nos dieron el código mal para comprarlos.
2026-09-23 | 2267 | 202601344 | FAB-1 | FABRICA LT | SPEC-1344 | 534-238 [Insulated Ring Termin | 200 |  | 0.11 | 22
2026-09-23 | 2268 | 202601345 | SuSer-0 | MERMAS LT | SPEC-1041 | 3140 04 00 [Fitting Y tube 4mm | 2 |  | 3.96 | 7.92
2026-09-23 | 2269 | 202601346 | FAB-1 | FABRICA LT | SPEC-599 | SUPER GLUE BRUSH ON, 5G | 2 |  | 12.5 | 25
2026-09-23 | 2269 | 202601346 | FAB-1 | FABRICA LT | SPEC-892 | Transparent polymer SINTEX MS | 3 |  | 12 | 36
2026-09-23 | 2269 | 202601346 | FAB-1 | FABRICA LT | SPEC-897 | ADHESIVE TAPE 29mmx45m | 3 |  | 1.5 | 4.5
2026-09-23 | 2269 | 202601346 | FAB-1 | FABRICA LT | SPEC-898 | MINI STRETCH FILM 23 MICRON 10 | 2 |  | 2.8 | 5.6
2026-09-23 | 2270 | 202601347 | SAT-1 | SAT LT | SPEC-216 | MHR Console Back | 1 | SH2609-1186 | 340 | 340
2026-09-23 | 2271 | 202601348 | SAT-1 | SAT LT | SPEC-1471 | Quad MHR Handpiece Packaging | 1 | 40769 | 3723 | 3723
2026-09-23 | 2272 | 202601349 | EndCust-103 | Centro de estética Isabel Talavera, S.L. (AHR) | SPEC-1489 | DUAL 220V AHR Packaging | 1 | AHR0527 | 48.74 | 48.74 | REFUR AHR0527
2026-09-24 | 2273 | 202601350 | EndCust-14 | Sin Vello Por Láser Low Cost, S.L | SPEC-232/Pack_c | Dual caliport packaged for sal | 1 | P00689C | 68.84 | 68.84
2026-09-24 | 2273 | 202601350 | EndCust-14 | Sin Vello Por Láser Low Cost, S.L | SPEC-232/Pack_c | Dual caliport packaged for sal | 1 | P00691C | 68.85 | 68.85
2026-09-24 | 2273 | 202601350 | EndCust-14 | Sin Vello Por Láser Low Cost, S.L | SPEC-232/Pack_c | Dual caliport packaged for sal | 1 | P00692C | 68.85 | 68.85
2026-09-24 | 2273 | 202601350 | EndCust-14 | Sin Vello Por Láser Low Cost, S.L | SPEC-232/Pack_c | Dual caliport packaged for sal | 1 | P00694C | 68.85 | 68.85
2026-09-24 | 2273 | 202601350 | EndCust-14 | Sin Vello Por Láser Low Cost, S.L | SPEC-232/Pack_c | Dual caliport packaged for sal | 1 | P03051B | 68.85 | 68.85
2026-09-24 | 2274 | 202601351 | SuSer-0 | MERMAS LT | SPEC-1516 | Lanyard Single | 1 |  | 0.7 | 0.7
2026-09-24 | 2275 | 202601352 | SAT-1 | SAT LT | SPEC-1471 | Quad MHR Handpiece Packaging | 1 | 40413. | 458.63 | 458.63 | REFUR 40413.
2026-09-24 | 2276 | 202601353 | SuSer-71 | Taevas Life Sciences Private Limited | SPEC-586/230/D_c | Xcell 230 Console + Dual HP + | 1 | C10043/H10043 | 8125.22 | 8125.22
2026-09-24 | 2276 | 202601353 | SuSer-71 | Taevas Life Sciences Private Limited | SPEC-586/230/D_c | Xcell 230 Console + Dual HP + | 1 | C10044/H10044 | 8125.22 | 8125.22
2026-09-24 | 2277 | 202601354 | SAT-1 | SAT LT | SPEC-903 | Monocrom Laser Diode, 20 bars, | 1 | 093-2637SP0179 | 3100 | 3100 | H00238 LEAS7561
2026-09-24 | 2278 | 202601355 | SuSer-0 | MERMAS LT | SPEC-1285 | PTS-2309 [SRF Gen Box Top] | 18 |  | 10.27 | 184.86
2026-09-24 | 2279 | 202601356 | FAB-1 | FABRICA LT | SPEC-1172 | WHITE CELLULOSE PAPER ROLL | 1 |  | 14 | 14
2026-09-24 | 2279 | 202601356 | FAB-1 | FABRICA LT | SPEC-896 | ADHESIVE TAPE 48mmx45m | 1 |  | 2.5 | 2.5
2026-09-24 | 2279 | 202601356 | FAB-1 | FABRICA LT | SPEC-947 | UN1219 Isopropyl alcohol | 1 |  | 5 | 5
2026-09-24 | 2280 | 202601357 | EndCust-103 | Centro de estética Isabel Talavera, S.L. (AHR) | SPEC-1510 | Hydrating Conductor Spray, 100 | 3 |  | 3.61 | 10.83
2026-09-24 | 2281 | 202601358 | SAT-1 | SAT LT | SPEC-1008 | 3136218 [Un-Filtered IEC Power | 1 |  | 13.64 | 13.64
2026-09-24 | 2281 | 202601358 | SAT-1 | SAT LT | SPEC-116 | MIO-2263E-S3A1E | 1 | 86545343 | 226.52 | 226.52
2026-09-24 | 2281 | 202601358 | SAT-1 | SAT LT | SPEC-388 | CA LVDS | 1 | B2025120004 | 11.78 | 11.78
2026-09-24 | 2281 | 202601358 | SAT-1 | SAT LT | SPEC-423 | Pneumatic male fitting Ø4 - Ha | 10 |  | 6.56 | 65.6
2026-09-24 | 2281 | 202601358 | SAT-1 | SAT LT | SPEC-455 | Pneumatic x3 Body - Harting 09 | 15 |  | 3.99 | 59.85
2026-09-24 | 2281 | 202601358 | SAT-1 | SAT LT | SPEC-544 | CA TOUCH DC IN | 1 | B2025120004 | 3.44 | 3.44
2026-09-24 | 2281 | 202601358 | SAT-1 | SAT LT | SPEC-594_c | MHR-b Umbilical Xcell | 2 |  | 199.34 | 398.68
2026-09-24 | 2281 | 202601358 | SAT-1 | SAT LT | SPEC-6 | Angle Mount | 2 | 2026071501 | 1.62 | 3.24
2026-09-24 | 2281 | 202601358 | SAT-1 | SAT LT | SPEC-70 | CPU Heatsink | 1 | 2026072101 | 3.26 | 3.26
2026-09-24 | 2281 | 202601358 | SAT-1 | SAT LT | SPEC-793 | Hanger base cover | 1 |  | 1.28 | 1.28
2026-09-24 | 2281 | 202601358 | SAT-1 | SAT LT | SPEC-9 | b Touchscreen support | 1 | 1147910 | 8.22 | 8.22
2026-09-24 | 2282 | 202601359 | DistRec-16 | BiNatural Krystosiak Sp. K | SPEC-1510 | Hydrating Conductor Spray, 100 | 8 |  | 3.61 | 28.88
2026-09-24 | 2283 | 202601360 | SAT-1 | SAT LT | SPEC-754/D_c | Dual HP + Caliport packaged fo | 1 | H03259. | 35.05 | 35.05 | REFUR H03259.
2026-09-24 | 2284 | 202601361 | SAT-1 | SAT LT | SPEC-226 | Quad HP Calibration Port | 1 | P00185D. | 83.44 | 83.44
2026-09-24 | 2284 | 202601361 | SAT-1 | SAT LT | SPEC-226 | Quad HP Calibration Port | 1 | P00486C. | 83.44 | 83.44
2026-09-25 | 2285 | 202601362 | EndCust-14 | Sin Vello Por Láser Low Cost, S.L | SPEC-232/Pack_c | Dual caliport packaged for sal | 1 | P00157E | 64.56 | 64.56
2026-09-25 | 2285 | 202601362 | EndCust-14 | Sin Vello Por Láser Low Cost, S.L | SPEC-232/Pack_c | Dual caliport packaged for sal | 1 | P00191E | 64.56 | 64.56
2026-09-25 | 2285 | 202601362 | EndCust-14 | Sin Vello Por Láser Low Cost, S.L | SPEC-232/Pack_c | Dual caliport packaged for sal | 1 | P00215D | 64.56 | 64.56
2026-09-25 | 2285 | 202601362 | EndCust-14 | Sin Vello Por Láser Low Cost, S.L | SPEC-232/Pack_c | Dual caliport packaged for sal | 1 | P00230D | 64.57 | 64.57
2026-09-25 | 2285 | 202601362 | EndCust-14 | Sin Vello Por Láser Low Cost, S.L | SPEC-232/Pack_c | Dual caliport packaged for sal | 1 | P00231D | 64.56 | 64.56
2026-09-25 | 2285 | 202601362 | EndCust-14 | Sin Vello Por Láser Low Cost, S.L | SPEC-232/Pack_c | Dual caliport packaged for sal | 1 | P00232D | 64.56 | 64.56
2026-09-25 | 2285 | 202601362 | EndCust-14 | Sin Vello Por Láser Low Cost, S.L | SPEC-232/Pack_c | Dual caliport packaged for sal | 1 | P00601C | 64.56 | 64.56
2026-09-25 | 2285 | 202601362 | EndCust-14 | Sin Vello Por Láser Low Cost, S.L | SPEC-232/Pack_c | Dual caliport packaged for sal | 1 | P00690C | 64.56 | 64.56
2026-09-25 | 2285 | 202601362 | EndCust-14 | Sin Vello Por Láser Low Cost, S.L | SPEC-232/Pack_c | Dual caliport packaged for sal | 1 | P00708C | 64.56 | 64.56
2026-09-25 | 2285 | 202601362 | EndCust-14 | Sin Vello Por Láser Low Cost, S.L | SPEC-232/Pack_c | Dual caliport packaged for sal | 1 | P03052B | 64.56 | 64.56
2026-09-25 | 2285 | 202601362 | EndCust-14 | Sin Vello Por Láser Low Cost, S.L | SPEC-232/Pack_c | Dual caliport packaged for sal | 1 | P03054B | 64.56 | 64.56
2026-09-25 | 2286 | 202601363 | EndCust-139 | Centro Lumière | SPEC-752/230/D_c | Cosmetic 230 Console + Dual HP | 1 | C03416/H03416 | 8132.26 | 8132.26
2026-09-25 | 2287 | 202601364 | EndCust-14 | Sin Vello Por Láser Low Cost, S.L | SPEC-232/Pack_c | Dual caliport packaged for sal | 1 | P00214D. | 64.56 | 64.56
2026-09-25 | 2288 | 202601365 | DistRec-12 | Corpoderm | SPEC-752/230/S_c | Cosmetic 230 Console + Single | 1 | C03417/H01079 | 4428.32 | 4428.32 | sin la HP
2026-09-25 | 2289 | 202601366 | DistRec-12 | Corpoderm | IFU-27 | Leaseir MHR Xcell Cosmetic Usa | 1 |  | 6.92 | 6.92 | salieron con el equipo C03417/H01079
2026-09-25 | 2289 | 202601366 | DistRec-12 | Corpoderm | IFU-8 | Leaseir MHR Xcell Cosmetic Use | 1 |  | 6.92 | 6.92 | salieron con el equipo C03417/H01079
2026-09-25 | 2290 | 202601367 | SAT-1 | SAT LT | SPEC-232 | Dual HP Calibration Port | 1 | P00158D | 63.56 | 63.56
2026-09-25 | 2291 | 202601368 | SAT-1 | SAT LT | SPEC-367 | HP Seal 810 | 61 | 367827 | 2.6 | 158.6
2026-09-25 | 2291 | 202601368 | SAT-1 | SAT LT | SPEC-367 | HP Seal 810 | 39 | 376909 | 2.6 | 101.4
2026-09-25 | 2291 | 202601368 | SAT-1 | SAT LT | SPEC-594_c | MHR-b Umbilical Xcell | 5 |  | 199.34 | 996.7
2026-09-25 | 2292 | 202601369 | SAT-1 | SAT LT | SPEC-1471 | Quad MHR Handpiece Packaging | 1 | 40314 | 230.6 | 230.6 | HP REFUR 40314
309867.73

## salidas directas
Fecha de contabilización | Número de documento | Número de artículo | Descripción de artículo/servicio | Cantidad | Precio del inventario
2026-09-11 | 202601451 | SPEC-459 | ASM Quad Tip | 1 | 100.63 | 100.63 | se metió como error con el SPEC-459/OER pero era en SPEC-459, se hace ajuste
2026-09-14 | 202601464 | SPEC-51 | b Frontal Cover | 38 | 246.96 | 9384.48 | No se sacan de stock, solo se pasan a código /DF (tienen su entrada correspondiente)
2026-09-17 | 202601489 | SPEC-1333 | ASM-0332.001 [PCBA HP BS Board] | 4 | 19.293 | 77.172 | se habían emitido en OF´s pero Irene me confirma que no hay stock, Revierto y ajusto.
2026-09-23 | 202601529 | SPEC-1574 | Circular rosca aerea hembra 3 vías (conector gx16) | 19 | 4.806 | 91.314
9653.596

## inventario
Número de artículo | Descripción | Cantidad acumulada | Valor acumulado
FMAT-1 | SUELO DE RETENCIÓN PARA BIDONES - 150L | 1 | 246.69
FMAT-10 | ETIQUETA 79,9x33,6 mm, radio 4, 4 agujeros Ø3mm, PP Blanco, Brillo inkjet | 1.96 | 0.02
FMAT-11 | ROLLO UNIVERSAL 50x40cm | 1 | 83.65
FMAT-2 | BANDEJA DE RETENCIÓN - 31L | 1 | 87
FMAT-3 | SEPIOLITA SACO DE 20 KGs | 1 | 10
FMAT-4 | CONTENEDOR PLÁSTICO 120L AMARILLO | 1 | 40
FMAT-5 | CONTENEDOR PLÁSTICO 120L AZUL | 1 | 40
FMAT-6 | CONTENEDOR PLÁSTICO 120L VERDE | 1 | 40
IFU-14 | Leaseir MHR Xcell User Manual (Portuguese) | 2 | 23.15
IFU-16 | Leaseir MHR Xcell Cosmetic Usage Protocol (English) | 11 | 69.39
IFU-17 | Leaseir MHR Xcell Usage Protocol (English) | 5 | 52.03
IFU-2_en | Leaseir MHR Xcell User Manual | 32 | 333.32
IFU-21 | Leaseir MHR Xcell Protocolo de Uso (Portuguese) | 3 | 19.97
IFU-27 | Leaseir MHR Xcell Cosmetic Usage Protocol (French) | 4 | 27.67
IFU-3_en | Leaseir MHR Xcell Cosmetic User Manual (English) | 11 | 77.91
IFU-4_es | Leaseir MHR Xcell Cosmetic Usage Protocol (Spanish) | 5 | 31.78
IFU-6 | Leaseir MHR Xcell Cosmetic Manual de Usuario (Spanish) | 5 | 31.26
IFU-8 | Leaseir MHR Xcell Cosmetic User Manual (French) | 3 | 20.74
KIT-1 | KIT EMBOLSADO PARA EMPAQUETADO DE EQUIPOS XCELL/XCELL COSMETIC 220V | 52 | 275.59
KIT-2 | KIT EMBOLSADO PARA EMPAQUETADO DE EQUIPOS XCELL/XCELL COSMETIC 110V | 1 | 6.55
OTH-2 | Microchip PIC18F8722-I/PT TQFP80 | 1190 | 8864.6
SPEC-1 | MHR-b Top Tray | 55 | 1062.05
SPEC-10 | MHR-b PS Enclosure | 56 | 703.36
SPEC-100 | Wheel | 67 | 1031.13
SPEC-100/DF | ASM-1564 [Tente - 5947 UAP 100 P30-11 RAL7001] DEFECTUOSO | 113 | 1783.14
SPEC-1001 | CARCASA SUPERIOR AHR | 23 | 729.67
SPEC-1002 | 1028 [DC Plug, 2.1x5.5mm] | 59.12 | 11
SPEC-1003 | MARCO ORDENADOR (AHR) | 3 | 98.33
SPEC-1005 | PLACA BAHÍA AHR (90x70x10mm) | 95 | 38
SPEC-1006 | PLACA BAHÍA AHR (90x70x05mm) | 92 | 18.4
SPEC-1007 | REJILLA DE RESPIRACIÓN AHR 300x350x10mm | 8 | 36.78
SPEC-1008 | 3136218 [Un-Filtered IEC Power Entry Module, IEC C14, 10A, 250 VAC, 2-Pole Switch] | 23 | 333.78
SPEC-1009 | PES-D18NO30D-P [Bahía M18 photo sensor] | 163 | 801.96
SPEC-1010 | PLACA RUEDAS POLIETILENO AHR 430x395x20mm | 10 | 152.57
SPEC-1011 | 00770444 [Caster wheel, 5947UAP100P30-11 9002/3000/7015 2.0, white] | 50 | 789
SPEC-1011/DF | 00770444 [Caster wheel, 5947UAP100P30-11 9002/3000/7015 2.0, white] DEFECTUOSO | 58 | 915.24
SPEC-1012 | AHR Shipping crate | 8 | 484.48
SPEC-1013 | AHR side protection foam, 640x350x10mm | 27 | 14.07
SPEC-1014 | AHR top protection foam, 350x200x30mm | 120 | 75.6
SPEC-1015 | AHR 220V Mains power cord 19.08.1018-50 | 18 | 138.57
SPEC-1016 | AHR Welcome pack box | 176 | 218.24
SPEC-1017 | switch foot - pedal redondo, wire 1,5mts | 214 | 1208.35
SPEC-1018 | 831-3102 [AHR FEMALE TERM BLOCK PLUG 2POS 7.62MM] | 140 | 511
SPEC-1019 | 831-3202 [AHR MALE TERM BLOCK PLUG 2POS 7.62MM] | 148 | 551.44
SPEC-102 | Black Nylon Snap Rivet, 4mm - 255-9992 | 1746 | 260.11
SPEC-1020 | 14778631 [Umbilical metal bracket, tube 25mm] | 34 | 17.31
SPEC-1021 | AHR COMPUTER LEVI HUMAN MACHINE INTERFACE | 88 | 9499.42
SPEC-1022 | MSP-100-12 [AC/DC CONVERTER 12V 102W] | 7 | 276.92
SPEC-1023 | MSP-100-24 [AC/DC CONVERTER 24V 108W] | 9 | 313.2
SPEC-1025 | HR HANGER CONSOLE SIDE (SOPORTE PISTOLA ALUMIDE AHR) | 96 | 1633.92
SPEC-1026 | 231-310/026-000 [FEMALE TERM BLOCK PLUG 10POS 5.08MM] | 37 | 291.19
SPEC-1027 | HANGER PLUG AHR (SOPORTE PISTOLA AHR) (se entrega a Typi) | 200 | 2487
SPEC-1028 | VS-40HF20 [DIODE STANDARD 200V 40A DO203AB] | 27 | 196.2
SPEC-1029 | 511099200563 [AHR RTAP cable 2+8x0.18mm² white, 100m roll] | 250 | 126
SPEC-1030 | 74270090 [Ferrite Ring Axial Ferrite Bead] | 47 | 137.29
SPEC-1031 | 74271132 [Openable Ferrite Sleeve, 36.3 x 24.2 x 19.7mm] | 89 | 420.53
SPEC-1032 | 7427151 [Openable Ferrite Sleeve with key, 40 x 20 x 30mm] | 89 | 400.86
SPEC-1033 | 74272722 [Openable Ferrite Sleeve, 28 x 31 x 35.1mm] | 20 | 186.3
SPEC-1034 | 7427013 [Ferrite Ring Toroid Core] | 5 | 5.8
SPEC-1035 | AHR Textil cover | 68 | 1761.2
SPEC-1036 | 3772 [2.0mm DC POWER JACK] | 51 | 29.99
SPEC-1037 | 8388395 [CE Splice Connector, Insulated 12-10 AWG, 2.5-6 mm²] | 368 | 99.36
SPEC-1038 | 31160400 [Union 4-4mm] | 9 | 32.74
SPEC-1039 | 2L31002 [Metalworks - 2L31002 - Push in fitting RL31 Ø 4 1/8] | 74 | 145.04
SPEC-104 | Water pump | 199 | 115247.84
SPEC-1040 | 3107 04 00 [Fitting EQUAL CROSS 4mm] | 107 | 974.77
SPEC-1042 | 3199 08 13 [Fitting 90º G 1/4''-8mm] | 17 | 56.99
SPEC-1043 | 09 14 006 0303 [x2 Hinged Frame 6B (A-B)] | 56 | 1181.04
SPEC-1044 | [X2 Locking lever] 09000005222 | 207 | 1911.64
SPEC-1045 | Front Cover Blind | 59 | 361.2
SPEC-1046 | 1012673 [Alphacool Cape Corp Coolplex Pro 10LT reservoir] | 33 | 995.94
SPEC-1047 | PTS-1305 [SRF Filter Cover] | 943 | 301.76
SPEC-1048 | BD-07 [Boden BD-07 Micro Piston pump] | 15 | 750
SPEC-1049 | 3116670 [SRF Vacuum filter, 1/8"" cpl] | 5 | 375
SPEC-1051 | 09 14 000 6252 [Pneumatic female contact 3mm] | 1181 | 7062.38
SPEC-1052 | PTS-0248 [Umbilical HP FIT BS] | 35 | 349.56
SPEC-1053 | PTS-0247 [SRF HP FC Coupling] | 82 | 555.96
SPEC-1054 | 09 14 006 0313 [x2 Hinged Frame 6B (a-b)] | 20 | 557.28
SPEC-1056 | LSR0952X0006 [MHR-a PCBA CONTROL BOARD] | 2 | 193.7
SPEC-1057 | MHR-a PCB Lambda Relay | 2 | 18.17
SPEC-1058 | 005.13.051 [M-F Spacer, M3x5x11, steel] | 800 | 336
SPEC-1059 | MP008074 [SCREW, CHEESE HEAD SLOTTED, M3, 12MM] | 300 | 10.2
SPEC-106 | Silentblock - 107083 | 119 | 251.69
SPEC-1060 | 0218008.HXP [Fuse, Cartridge, 8 A, 250 V, 5mm x 20mm] | 12 | 15.48
SPEC-1061 | S4BBB [Audio Connector, 3 Contacts, Jack, 6.35mm, PCB Mount, Nickel Plated Contacts] | 97 | 156.17
SPEC-1063 | 09 14 000 6353 [Connector Contact, Pneumatic, Out Dia 3mm, Pin, Crimp, Brass] | 28 | 482.44
SPEC-1064 | 1025U06R08 [Legris clear tube, OD:6mm, ID:4mm] | 87.5 | 55.74
SPEC-1065 | 1025U06R08 [Legris clear tube, OD:8mm, ID:5.5mm] | 197.5 | 202.44
SPEC-1067 | 3106 04 08 [Fitting Union 4-8 mm] | 105 | 374.85
SPEC-1068 | 8195 [PCB Terminal, Brass, 1.57 mm, Tin] | 197 | 65.99
SPEC-1069 | PTS-1209 [DS AC CHILLER X BASE 1] | 8 | 260.96
SPEC-107 | RAM Memory - AQD-SD3L2GN16-SQ1 | 94 | 2052.96
SPEC-1070 | PTS-1204 [DS AC CHILLER X BASE 2] | 8 | 260.56
SPEC-1071 | PTS-1195 [DS AC CHILLER TOP TRAY] | 17 | 1917.97
SPEC-1072 | PTS-1198 [DS AC CHILLER TOP COVER] | 9 | 86.04
SPEC-1073 | [DS DEEP SCREW-ON FLUSH HANDLE, BLACK] | 32 | 329.85
SPEC-1074 | PTS-1283 [EBM DS CHILLER MOUNT] | 16 | 150.4
SPEC-1075 | PTS-1202 [DS AC CHILLER X BASE SPACER SQUARED] | 11 | 97.13
SPEC-1076 | PTS-1193 [DS AC CHILLER PVC MOUNT] | 17 | 1435.93
SPEC-1077 | PTS-1192 [DS AC CHILLER COVER BASE] | 15 | 334.95
SPEC-1078 | PTS-1200 [DS AC CHILLER COVER BACK] | 11 | 328.57
SPEC-1079 | W2E142-BB01-01 [DS Axial fan,172x150x38mm] | 2 | 188.98
SPEC-108 | Connector x4 Hinged Frame - 09 14 016 0303 | 7 | 185.33
SPEC-108/DF | PTS-0431 [Connector x4 Hinged Frame - Harting 09 14 016 0303] DEFECTUOSO | 122 | 1241.96
SPEC-1081 | PTS-0632 [DS SERIAL COVER] | 15 | 33
SPEC-1082 | DS DATA LABEL | 258 | 339.53
SPEC-1083 | DS SMALL VINYL | 9 | 8.82
SPEC-1084 | 300-13-153 [DPST, On-Off Rocker Switch Panel Mount] | 31 | 82.02
SPEC-1086 | PTS-1032 [DS FRONT COVER MOUNT R] | 14 | 45.15
SPEC-1087 | PTS-1037 [DS FRONT COVER MOUNT L] | 14 | 45.15
SPEC-1088 | PTS-1031 [DS MAIN MOUNT] | 22 | 617.76
SPEC-1089 | PTS-0232 [DS SCREEN MOUNT] | 29 | 64.38
SPEC-1090 | PTS-0184 [DS POLE] | 40 | 0.04
SPEC-1091 | PTS-0182 [DS TOP TRAY] | 21 | 179.76
SPEC-1092 | PTS-1277 [DS PS MOUNT] | 21 | 134.4
SPEC-1093 | PTS-0899 [DS COPPER STRIP] | 81 | 1.3
SPEC-1094 | PTS-0340 [DS CONNECTOR BOX] | 11 | 840
SPEC-1095 | PTS-1217 [DS-B PUMP MOUNT] | 22 | 290.18
SPEC-1096 | PTS-1218 [MHR DS-B INSULATOR SPACER] | 44 | 234.92
SPEC-1097 | PTS-1279 [DS-B INSULATOR] | 13 | 1362.26
SPEC-1098 | TDEX6015/TH12G [DS Heatsink fan, 0.5K/W, 60 x 60 x 47mm] | 17 | 604.96
SPEC-1099 | 43020-0400 [Micro-Fit 3.0 Male Connector Housing, 3mm Pitch, 4 Way, 2 Row] | 387 | 169.42
SPEC-110 | Pneumatic contact female 4 mm - 09 14 000 6258 | 148 | 2228.34
SPEC-1100 | PTS-1199 [DS AC CHILLER COVER FRONT] | 10 | 595.7
SPEC-1101 | PTS-1203 [DS AC CHILLER X BASE SPACER DISC] | 36 | 49.8
SPEC-1102 | PET8BK50MR [Sleeving, Braided, 12 mm, PE (Polyester), Black, 50 m] | 101.86 | 69
SPEC-1103 | HSR-3000 9/3 [3M Heat Shrink Tubing, 9/3mm BK , -55<>135°C] | 3 | 88.5
SPEC-1104 | HSR-3000 18/6 [3M Heat Shrink Tubing, 18/6mm BK , -55<>135°C] | 12 | 420
SPEC-1105 | SVH-41T-P1.1 [Female Crimp Terminal, 20AWG Min, 16AWG Max] | 458 | 27.94
SPEC-1106 | VHR-2N [Female Connector Housing, 3.96mm Pitch, 2 Way, 1 Row] | 203 | 23.75
SPEC-1107 | 43030-0001 [Micro-Fit 3.0 Series Female Crimp Terminal, 24AWG Min, 20AWG Max] (mismo que SPEC-1263) | 500 | 46.5
SPEC-1108 | 43025-0600 [Micro-Fit 3.0 Receptacle Connector Housing, 3mm Pitch, 6 Way, 2 Row] | 341 | 134.38
SPEC-1109 | 126250 [CRM SYNERGIES Welding strip, 60% Sn 40% Pb, 1mm, 100GRMS] | 5 | 103.32
SPEC-111 | Pneumatic female contact 3mm - 09 14 000 6257 | 25 | 394
SPEC-1110 | 93805A256 [Threaded Rod, DIN 976, M4 x 0.7 mm Thread Size, 16 mm Long, SS] | 1196 | 35.88
SPEC-1111 | 74270091 [Ferrite Core, Cylindrical, 386 ohm, 12.7 mm Length, 9.5 mm ID, 17.5 mm OD] | 77 | 165.41
SPEC-1112 | RT314012 [Relay, Power PCB Relay RT1 Series, Power, Non Latching, SPDT] | 88 | 326.48
SPEC-1113 | M20-9992046 [Pin Header, Board-to-Board, 2.54 mm, 1 Rows, 20 Contacts] | 96 | 52.6
SPEC-1114 | PTS-1178 [SRF Generator Heatsink] | 24 | 1226.67
SPEC-1115 | PTS-1681 [SRF BS Tip] | 317 | 72.91
SPEC-1116 | PTS-1162 [SRF BS Tip Back] | 37 | 511.74
SPEC-1117 | PTS-1161.001 [SRF BS RF Mount] | 6 | 137.87
SPEC-1117/DF | PTS-1161 [SRF BS RF Mount] DEFECTUOSO | 85 | 1880.69
SPEC-1118 | PTS-1182 [SFR Generator heatsink mount] | 17 | 363.22
SPEC-1119 | KPEG242 [Transducer, Buzzer, Continuous, 70 dB, 4.1 kHz, Through Hole] | 52 | 46.7
SPEC-112 | Harting 09140022602 | 300 | 6045
SPEC-1120 | PRJ_501-1-50135_C1 [Generador PCB] | 1 | 900
SPEC-1120/DF | PRJ_501-1-50135_C1 [Generador PCB] DEFECTUOSO | 2 | 1800
SPEC-1121 | PTS-1927 [SRF BS Cover] | 363 | 137.94
SPEC-1122 | 196-5541 [Nitrile Rubber O-Ring, 8mm Bore, 11.2mm Outer Diameter] | 488 | 57.58
SPEC-1123 | 196-5396 [Nitrile Rubber O-Ring, 8mm Bore, 10mm Outer Diameter] | 186 | 14.12
SPEC-1124 | PTS-1164 [SRF BS applied] | 65 | 1227.5
SPEC-1125 | PTS-0258 [SRF FC Body] | 22 | 360.93
SPEC-1126 | PTS-0267 [SRF FC Wedge] | 10 | 204.8
SPEC-1127 | PTS-1170.001 [SRF FS tip mount] | 10 | 227.64
SPEC-1127/DF | PTS-1170 [SRF FS tip mount] DEFECTUOSO | 26 | 339.04
SPEC-1128 | PTS-1687 [SRF FS tip] | 833 | 149.94
SPEC-1129 | 2212S-20SG-85 [PCB Receptacle, Board-to-Board, 2.54 mm, 1 Rows, 20 Contacts] | 29 | 10.73
SPEC-1130 | 490-1317 [Peltier Module, 17.9W, 3.9A, 7.6V, 30 x 15mm] | 28 | 593.32
SPEC-1131 | PTS-0244 [SRF FC applied] | 28 | 844.08
SPEC-1132 | 255-6373 [FKM O Ring, 59mm Bore, 62mm Outer Diameter] | 136 | 58.76
SPEC-1133 | 21KBTF06DPXGR [DS CHILLER FEMALE RECTUS FITTING, RED, Tube ID 6mm] | 6 | 73.44
SPEC-1134 | 21SBTF06DPXR [DS CHILLER MALE RECTUS FITTING, RED, Tube ID 6mm] | 5 | 52.07
SPEC-1135 | 21SBTF06DPXB [DS CHILLER MALE RECTUS FITTING, BLUE, Tube ID 6mm] | 5 | 52.09
SPEC-1136 | 21SBTF06DPXGB [DS CHILLER FEMALE RECTUS FITTING, BLUE, Tube ID 6mm] | 6 | 76.17
SPEC-1137 | PTS-1222 [SRF Gen Plate] | 14 | 161.84
SPEC-1138 | PTS-1287 [SRF FC spacer cover] (blanca) | 938 | 253.26
SPEC-1138-b | PTS-1287 [SRF FC spacer cover] (transparente) | 10 | 2.7
SPEC-1139 | MHR BLENDED HAIR REMOVAL PROTOCOL | 84 | 491.99
SPEC-1140 | MHR BLENDED HAIR REMOVAL BROCHURE (ENGLISH) | 203 | 406
SPEC-1141 | DS HIGH POWER DIODE LASER BROCHURE (ENGLISH) | 156 | 312
SPEC-1142 | DS HIGH POWER DIODE LASER BROCHURE (PORTUGUESE) | 90 | 180
SPEC-1143 | DS HIGH POWER DIODE LASER BROCHURE (SPANISH) | 261 | 482.85
SPEC-1144 | MHR HIGH POWER DIODE LASER BROCHURE (SPANISH) | 174 | 348
SPEC-1145 | MHR HIGH POWER DIODE LASER BROCHURE (FRENCH) | 100 | 185
SPEC-1146 | MHR HIGH POWER DIODE LASER BROCHURE (ITALIAN) | 104 | 208
SPEC-1147 | MHR/DS QR LABEL | 140 | 42.42
SPEC-1148 | AHR QR LABEL | 1137 | 219.44
SPEC-1149 | MHR 110 BACK COVER LABEL | 329 | 231.62
SPEC-1150 | MHR 230 BACK COVER LABEL | 227 | 85.58
SPEC-1151 | AHR 110 BACK COVER LABEL | 287 | 202.05
SPEC-1152 | AHR 230 BACK COVER LABEL | 405 | 424.04
SPEC-1153 | QUAD HANDPIECE MHR LABEL | 106 | 26.85
SPEC-1154 | DUAL HANDPIECE MHR LABEL | 20 | 5.07
SPEC-1155 | SINGLE HANDPIECE MHR LABEL | 373 | 94.37
SPEC-1156 | 3D LEASEIR RESIN LOGO STICKER | 233 | 516.1
SPEC-1157 | LEASEIR LOGO LABEL | 72 | 52.41
SPEC-1159 | 255-6365 [FKM O-Ring O-Ring, 48mm Bore, 52mm Outer Diameter] | 110 | 44.45
SPEC-116 | MIO-2263E-S3A1E | 236 | 53458.72
SPEC-1160 | MHR HIGH POWER DIODE LASER BROCHURE (ENGLISH) | 151 | 302
SPEC-1162 | 4,8x280mm cable tie | 688 | 34.4
SPEC-1164 | MHR HAIR REMOVAL PROTOCOL (SPANISH) | 91 | 646.38
SPEC-1165 | TT0095.NG.C [Heat Shrink Tube, OD: 9.5mm, Color:Black] | 1.75 | 1.58
SPEC-1167 | TT0127.NG.C [Heat Shrink Tube, OD: 12.7mm, Color:Black] (por cajas) | 8 | 132
SPEC-1168 | 2518193 [2.54mm 4 Way 1 Row Straight PCB Socket Strip] | 290 | 196.04
SPEC-117 | HP sticker plate | 293 | 58.6
SPEC-1170 | MHR QUICK START GUIDE WITH PEDAL (SPANISH) | 122 | 562.42
SPEC-1171 | MHR QUICK START GUIDE WITHOUT PEDAL (SPANISH) | 95 | 204.35
SPEC-1172 | WHITE CELLULOSE PAPER ROLL | 2 | 28
SPEC-1173 | LSR0952X0026 [MANHATTAN PCB MODULE] | 5 | 102.5
SPEC-1175 | NURAL 10 [REPAIR PUTTY BAR, 110grs] | 4 | 64
SPEC-1176 | SILVER KING LIQUID METAL COMPOUND | 6 | 120
SPEC-1177 | 1N5819 [40V 1A, Schottky Diode, 2-Pin DO-204AL] | 50 | 7.4
SPEC-1178 | TT0048.NG.C [Heat Shrink Tube, OD: 4.8mm, Color:Black] | 3 | 25.71
SPEC-1179 | MHR HIGH POWER DIODE LASER BROCHURE (PORTUGUESE) | 99 | 183.15
SPEC-118 | Stage 1 MHR Xcell - 230 | 2 | 1249.99
SPEC-1180 | MHR HIGH POWER DIODE LASER BROCHURE (FRENCH) | 141 | 282
SPEC-1181 | MHR BLEND HIGH POWER DIODE LASER BROCHURE (SPANISH) | 179 | 331.15
SPEC-1182 | MHR QUICK START GUIDE WITH PEDAL (ENGLISH) | 61 | 281.21
SPEC-1183 | SRF BROCHURE - FOLLETO SRF PLATAFORMA INTEGRAL CELULITE E REMODELAÇAO (PORTUGUÉS) | 107 | 197.2
SPEC-1187 | 201447-2400 [Male Crimp Terminal, 22AWG Min, 20AWG Max] | 400 | 55.6
SPEC-1188 | LSR0952X0020 [MHR-a PCBA HAND PIECE BUFFER] | 10 | 314.5
SPEC-119 | Fitting straight M5 to 6mm - 3181 04 19 | 111 | 407.81
SPEC-1190 | 43020-0201 [Micro-Fit 3.0 Male Connector Housing, 3mm Pitch, 2 Way, 2 Row] | 9 | 3.13
SPEC-1191 | Pedal guard | 25 | 1540.75
SPEC-120 | Locknut, ISO 10511, M6 x 1.0 mm Thread, 6 mm High | 400 | 20
SPEC-1202 | 43045-0412 [Micro-Fit 3.0 PCB Header, 4 Contact(s), 3.0mm Pitch, 2 Row(s), Shrouded] | 84 | 106.93
SPEC-1203 | PTS-0936 [DS-b back Cover] | 4 | 200
SPEC-1206 | 5130.0201 [16 IEC Appliance Inlet C20 with Filter] | 115 | 1987.2
SPEC-1207 | PTS-0541 [MHR DS FOAM BASE BLIND] | 15 | 105
SPEC-1208 | PTS-0543 [MHR DS FOAM BASE CUT] | 15 | 105
SPEC-1209 | PTS-0542 [MHR DS FOAM TOP] | 32 | 224
SPEC-1210 | PTS-0544 [MHR DS FOAM WEDGE] | 18 | 126
SPEC-1211 | 43045-0400 [Micro-Fit 3.0 Series Right Angle PCB Header, 4 Contact(s), 3.0mm Pitch, 2 Row(s), Shrouded] | 125 | 127.88
SPEC-1212 | PTS-0628 [DS QUICK CON COVER] | 25 | 411
SPEC-1215 | 50394-8051 [Milli-Grid Female Crimp Terminal, 30AWG Min, 24AWG Max] | 206 | 36.26
SPEC-1216 | 51110-1050 [Milli-Grid Female Connector Housing, 2mm Pitch, 10 Way, 2 Row] | 27 | 6.07
SPEC-1217 | PETBK10B10 [Sleeving, Expandable, Braided, PE (Polyester), Black, 10 mm, 10 m, 32.8 ft] | 150 | 159.75
SPEC-1218 | 3180 08 00 [Y Tube-to-Tube Adaptor, Push In 8 mm] | 20 | 69.74
SPEC-1219 | 107271 [FLAT RUBBER PEDAL] | 6 | 166.62
SPEC-122 | Molex 43025-0200 Connector | 289 | 60.38
SPEC-1220 | AD592CNZ [Temperature Sensor IC, Analogue, 0.5°C, -25 °C, 105 °C, TO-92, 3 Pins] | 23 | 604.44
SPEC-1225 | PTS-0647 [MHR-DS FRONT COVER] | 25 | 1856.25
SPEC-1226 | RSCB31ES [Adhesive closure bubble bag 18x30cm] | 119 | 52.36
SPEC-123 | Locknut, ISO 10511 - M5 x 0.8 mm Thread, 5 mm High | 1388 | 41.64
SPEC-1230 | BOX OF NITRILE GLOVES SIZE 6 | 3 | 42
SPEC-1231 | BOX OF NITRILE GLOVES SIZE 7 | 1 | 14
SPEC-1232 | BOX OF NITRILE GLOVES SIZE 8 | 1 | 14
SPEC-1233 | BOX OF NITRILE GLOVES SIZE 9 | 4 | 56
SPEC-1234 | 91292A121 [ISO 4762 M4 x 0.7 mm Thread, 20 mm Long] | 100 | 7
SPEC-1235 | BLACK PALLET WRAPPING FILM ROLL | 5 | 42.5
SPEC-1237 | 09140006152 [Pneumatic contact male 3,0 mm] | 1028 | 6128.94
SPEC-124 | Hex countersunk head screw, ISO 10642 M5 x 0.8 mm Thread, 16 mm Long | 62 | 2.48
SPEC-1240 | 31060400 [Fitting union 4-4mm] | 50 | 93.76
SPEC-1241 | 406190124000 [PCB Mount Power Relay, 12V dc Coil, 16A Switching Current, SPDT] | 17 | 82.31
SPEC-1244 | 51110-1450 [Milli-Grid Female Connector Housing, 2mm Pitch, 14 Way, 2 Row] | 420 | 132.72
SPEC-1247 | HSR-3000 24/8 [3M Heat Shrink Tubing, 24/8mm BK , -55<>135°C] | 12 | 414
SPEC-1248 | CR2032 [CMOS 3V BATTERY] | 18 | 21.44
SPEC-1249 | AHR guía de inicio | 23 | 147.43
SPEC-1250 | QUICK GUIDE AHR | 87 | 468.06
SPEC-1251 | QT-8 [ Grey Elastomer 888mm Cable Grommet] (Pasamuros Icotek) | 40 | 66.24
SPEC-1252 | 608-2RSL [ Single Row Deep Groove Ball Bearing- Both Sides Sealed 8mm I.D, 22mm O.D] | 8 | 48
SPEC-1253 | 1712591 [M4 Anti Vibration Mount, Male to Female Bobbin, 5.5kg Compression Load] | 30 | 79.53
SPEC-1254 | 550011023 [Inner Circlip I-23, DIN 472] | 100 | 15
SPEC-1255 | 91292A149 [[ISO 4762 M8 x 1.25 mm Thread, 30 mm Long]] | 954 | 286.2
SPEC-1256 | C01200200880M [SRF BS Pogopin Spring, OD:3.05mm, 22.35mm free length] | 107 | 315.65
SPEC-1257 | C01200180620M [SRF FS Pogopin Spring, OD:3.05mm, 15.75mm free length] | 53 | 181.37
SPEC-1258 | PTS-1185 [SRF Gen Base] | 22 | 166.32
SPEC-1259 | PTS-2242 [SRF Air pump base] | 3 | 13.65
SPEC-1262 | CRGH1206J100K [ CRGH 100k?, 1206 (3216M) Thick Film SMD Resistor ±5% 0.5W] | 100 | 2
SPEC-1263 | 43030-0007 [Micro-Fit 3.0 Female Crimp Terminal, 24AWG Min, 20AWG Max] (mismo que SPEC-1107) | 800 | 88.8
SPEC-1264 | PFX530 [Fixed rubber foot, diameter 19 mm, screws M5 x 30 mm] | 16 | 67.2
SPEC-1267 | 97467A693 [M8 x 1.25 Rivet Nut 18-8 SS] | 90 | 18
SPEC-1268 | PTS-0701 [MHR-DS PLATFORM HP HANGER PORT] | 48 | 780
SPEC-1269 | PTS-1274 [SRF Connector x2 cover with rods] | 60 | 2307.04
SPEC-127 | Locknut, ISO 10511 - M4 x 0.7 mm Thread, 5 mm High | 1050 | 21
SPEC-1271 | [92125A196 Hex Drive Flat Head screw, ISO 10642, M4x0.7 mm Thread, 18 mm Long, SS] | 100 | 3
SPEC-1272 | 1817 00 10 [Cylindrical BSP female thread bushing G1/8, 19 mm] | 40 | 630.37
SPEC-1273 | 3102 06 08 [Pneumatic fitting, Snap-fit, 6-8 mm] | 5 | 23.67
SPEC-1274 | 91292A123 [Socket Head Screw, M3 x 0.5 mm Thread, 20 mm Long, SS] | 820 | 32.8
SPEC-1275 | T28X190 [Motedis post 28x190, M8 threaded] | 46 | 61.41
SPEC-1276 | 09 14 006 0361 [Han hinged frame plus, for 2 modules A-B] | 35 | 739.41
SPEC-1277 | 159-1478 [Nitrile Rubber O-ring, Ø 1.6 mm x 8.5 m] | 93 | 87.13
SPEC-1278 | 176-2279 [pneumatic silencer, brass, 12 bar, threaded, male G 1/8] | 8 | 17.03
SPEC-1279 | VDW250-5G-2-01F-Q [Solenoid Valve, 3 port(s) , NO/NC, 24 V dc, 1/8in] | 7 | 150.78
SPEC-128 | Hex countersunk head screw, ISO 10642 - M4 x 0.7 mm Thread, 20 mm Long | 100 | 4
SPEC-1280 | ASM-1655 [SRF PCB PS] | 22 | 546.7
SPEC-1281 | 91292A129 [Socket Head Screw, ISO 4762 M5 x 0.8 mm Thread, 25 mm Long, SS] | 280 | 16.8
SPEC-1283 | 93805A259 [Threaded Rod, DIN 976, M8 x 1.25 mm Thread Size, 40 mm Long, SS] | 20 | 3
SPEC-1284 | PTS-2249 [SRF Gen Mount] | 17 | 114.41
SPEC-1287 | PTS-0242 [SRF Hanger Port R] | 33 | 198.85
SPEC-1288 | PTS-2329 [SRF Support Adapter_logo] | 37 | 66.97
SPEC-1289 | PTS-2332 [HP SRF Support] (cisne) | 54 | 1943.98
SPEC-129 | Socket head cap screw, ISO 4762 M5 x 0.8 mm Thread, 20 mm Long | 260 | 26
SPEC-1291 | 15719 [Alphacool Cape Corp Coolplex HF Metal 25 LT- Chrome reservoir] | 3 | 92.31
SPEC-1292 | PRJ_501-1-50110_C1 [SRF Control PCB] | 6 | 1381.8
SPEC-1293 | PRJ_501-1-50114_B1 [SRF RF PCB] | 8 | 2994.64
SPEC-1294 | PTS-1703 [SRF Fuse plate] | 14 | 49
SPEC-1295 | PTS-0263 [SRF umbilical ferrule] | 109 | 788.83
SPEC-1296 | PTS-1169 [FS Tip back] | 39 | 466.64
SPEC-1297 | PTS-2257 [SRF FS Spring holder] | 31 | 146.1
SPEC-1297/DF | PTS-2257 [SRF FS Spring holder] DEFECTUOSO | 41 | 196.8
SPEC-1298 | PTS-1167 [FS applied cylinder] | 46 | 84.04
SPEC-1299 | PTS-1937 [FS Applier copper] | 34 | 581.49
SPEC-130 | Rivet nut, M4 x 0.70, 18-8 SS | 956 | 248.56
SPEC-1300 | PTS-2252.001 [SRF BS Spring holder] | 9 | 120.95
SPEC-1301 | PTS-0260 [SRF Umbillical Cover] | 73 | 1786.09
SPEC-1302 | PTS-1090 [SRF Switch Holder] | 145 | 217.5
SPEC-1303 | PTS-1984 [SRF BS Electrode clip x2] | 46 | 62.1
SPEC-1304 | BAHÍA MHR COMPLETA EQUALTIA | 2 | 37.36
SPEC-1307 | UMBILICAL AHR COMPLETE ASSEMBLY | 3 | 132.55
SPEC-1308 | PTS-0261 [SRF Con Label Cover] | 51 | 87.11
SPEC-1313 | MHR DS 230V Chiller Cart | 4 | 4358.32
SPEC-1314 | PTS-1086 [SRF Hanger Pocket Blind] | 56 | 301.28
SPEC-1315 | 123-1876 [Wera L Shape Metric, 4mm] | 27 | 8.1
SPEC-1317 | 680S3W3103L401 [3 Way Panel Mount D-sub Connector Plug, 6.85mm Pitch] | 87 | 756.29
SPEC-1318 | 3106 08 00 [Straight Tube-to-Tube Adaptor, Push In 8-8mm] | 19 | 57.84
SPEC-1319 | 1100U06R08 [Legris clear tube OD 6mm] | 203.3 | 192.72
SPEC-132 | Socket head cap screw, ISO 4762 M4 x 0.7 mm Thread, 10 mm Long | 468 | 18.72
SPEC-1320 | 1100U08R08 [Legris clear tube OD 8mm] | 208.5 | 315.26
SPEC-1324 | 970-015-030R121 [Zinc D Sub Backshell, 15 Way] | 61 | 402.6
SPEC-1326 | 43645-0300 [Micro-Fit Female Crimp Connector Housing, 3mm Pitch, 3 Way, 1 Row] | 88 | 60.81
SPEC-1327 | DE09S064TLF [9 Way Panel Mount D-sub Connector Socket, 2.74mm Pitch] | 224 | 100.8
SPEC-133 | Motedis 28x515mm M8 | 131 | 521.51
SPEC-1330 | 534-626 [Insulated Crimp Spade Connector, 1.5mm² to 2.5mm², 16AWG to 14AWG, M4 Stud Size Vinyl, Blue] | 10 | 1.35
SPEC-1333 | ASM-0332.001 [PCBA HP BS Board] | 33 | 1377.75
SPEC-1333/DF | ASM-0332.001 [PCBA HP BS Board] /DF | 84 | 1620.36
SPEC-1334 | ASM-0335.001 [PCBA SRF Suction Sense] | 43 | 1664.96
SPEC-1335 | 1A-004-14 [Lt. Gray Vacuum Drain Tubing 7/16"" PVC] | 136.75 | 296.06
SPEC-1336 | PTS-0262.001 [SRF Con Label Plate] | 11 | 9.12
SPEC-1337 | PTS-1926 [SRF HP Cover R] | 296 | 256.91
SPEC-1338 | PTS-1696 [SRF LML FS Label] | 18 | 5.09
SPEC-1339 | PTS-1925 [SRF HP Cover L] | 284 | 246.5
SPEC-134 | Socket head cap screw, ISO 4762 M8 x 1.25 mm Thread, 16 mm Long | 2941 | 235.28
SPEC-1340 | ASM-2259 [PCB pogopin FS] | 67 | 528.42
SPEC-1341 | 92605A099 [Flat-tip Screw, DIN 913, M3 x 0.5 mm Thread, 5 mm Long, SS] | 152 | 2.28
SPEC-1342 | 92605A228 [Flat-tip Screw, DIN 913, M5 x 0.8 mm Thread, 5 mm Long, SS] | 188 | 3.76
SPEC-1343 | 35507-0200 [Sherlock Female Connector Housing, 2mm Pitch, 2 Way, 1 Row] | 285 | 33.93
SPEC-1344 | 534-238 [Insulated Ring Terminal, M3 Stud Size, 0.5mm² to 1.5mm² Wire Size, Red] | 76 | 8.2
SPEC-1345 | 09 14 006 0371 [Han hinged frame plus, for 2 modules a-b] | 6 | 140.56
SPEC-1346 | 92605A097 [Flat-tip Screw, DIN 913, M3 x 0.5 mm Thread, 3 mm Long, SS] | 176 | 2.64
SPEC-1347 | 91292A832 [Socket Head Screw, ISO 4762, M2x0.4 mm Thread, 8 mm Long, SS] | 176 | 5.28
SPEC-1348 | ASM-2256 [PCBA BS SUCTION] | 12 | 348.24
SPEC-1349 | S-05-05-N [Magnetic disc Ø 5 mm, height 5 mm, holds approx. 940 g] | 200 | 41.39
SPEC-135 | Socket head cap screw, ISO 4762 M10 x 1.5 mm Thread 100 mm Long | 184 | 138
SPEC-1350 | PTS-1697 [SRF LML BS Label] | 18 | 5.09
SPEC-1351 | 1N4148 [Switching Diode, 300mA 100V, 2-Pin DO-35] | 1410 | 43.71
SPEC-1352 | 196-5422 [Nitrile Rubber O-Ring O-Ring, 28mm Bore, 30mm Outer Diameter] | 242 | 23.24
SPEC-1355 | 746600330R [PCB Terminal, BUSH, SMD Open, Brass, 4.5 mm, Tin, REDCUBE WP-THRBU] | 113 | 204.86
SPEC-1356 | G2RV-1-S-AP-G DC11 [Plug In Signal Relay, 12V dc Coil, 50mA Switching Current, SPDT] | 24 | 234.36
SPEC-1357 | 3199 06 19 [Fitting Elbow M5 to 6mm] | 4 | 11.25
SPEC-1358 | 458-695 [Insulated Crimp Bootlace Ferrule, 8mm Pin Length, 1.2mm Pin Diameter, 0.75mm² Wire Size, Blue] | 458 | 28.4
SPEC-1359 | PTS-1696 [SRF LML FC Label] | 18 | 5.1
SPEC-136 | Molex - 46235-0001 | 846 | 86.29
SPEC-1360 | SRF PROTOCOL (ITALIAN) | 53 | 216.29
SPEC-1361 | WSRF-0001 [Mains_Box] | 15 | 1571.22
SPEC-1362 | WSRF-0002 [Power_Supply] | 15 | 116.1
SPEC-1363 | WSRF-0003 [HMI_Power] | 15 | 32.25
SPEC-1364 | WSRF-0004 [HMI_serial] | 15 | 117.39
SPEC-1366 | WSRF-0006 [FC_Temp_Sensor] | 6 | 76.11
SPEC-1367 | WSRF-0007 [Console_Harting] | 1 | 24.36
SPEC-1368 | WSRF-0008 [Foot_Switch] | 14 | 380.46
SPEC-1369 | WSRF-0009 [RF_Data] | 15 | 131.58
SPEC-1370 | WSRF-0010 [Generator_Power] | 24 | 650.16
SPEC-1371 | WSRF-0011 [Generator_Data] | 15 | 125.77
SPEC-1372 | WSRF-0012 [Generator_Coaxial] | 15 | 77.4
SPEC-1373 | WSRF-0013 [Valve_SF] | 13 | 16.77
SPEC-1374 | WSRF-0014 [Valve_Switch] | 13 | 16.77
SPEC-1375 | WSRF-0015 [Valve_BS] | 13 | 16.77
SPEC-1376 | WSRF-0016 [Generator_Fan] | 13 | 19.56
SPEC-1377 | WSRF-0017 [Vacuum_Pump] | 5 | 9.46
SPEC-1378 | WSRF-0018 [Hydraulic_Pump] | 15 | 28.38
SPEC-1381 | Colombia MHR Aesth 110 Console label | 59 | 64.78
SPEC-1386 | 286163 [AHR SWITCH PEDAL] | 52 | 963.56
SPEC-1387 | 186-3012 [USB 2.0 Cable, length 1.8m] | 6 | 51.9
SPEC-1388 | 39.077/200 [RJ-45 data transmission connection, 2m, CAT6, 28AWG] | 17 | 34
SPEC-139 | Suction Al tube | 29 | 81.2
SPEC-1390 | 022610 90 [Rounded head screw, DIN 603 A2/70, M10x90, SS] | 76 | 44.08
SPEC-1391 | 082-97-RFX [RF/COAXIAL, N JACK, STRAIGHT, 50 OHM, SOLDER] | 108 | 901.04
SPEC-1392 | Leaseir MHR 110 Aesthetic | 5 | 20289.8
SPEC-1393 | Leaseir MHR 230 Aesthetic | 1 | 4235
SPEC-1395 | Leaseir Dual Aesthetic Handpiece | 8 | 28033.79
SPEC-1396 | Leaseir Quad Aesthetic Handpiece | 1 | 3684.97
SPEC-140 | Fitting Bulkhead 8-8 - 3116 08 00 | 142 | 363.52
SPEC-1403 | PTS-2366 [HP Post seal L] SRF | 18 | 123.12
SPEC-1404 | PTS-2368 [HP Post seal R] SRF | 4 | 25.92
SPEC-1405 | AHR R cover + Hanger | 3 | 183.93
SPEC-1406 | AHR Hair Removal guide (guía AHR La Depilación) | 32 | 147.52
SPEC-1407 | R4-40X1/2 [Recessed Head Phillips Screw, R4-40X1/2, SS] | 500 | 210.5
SPEC-1408 | MSP-600-36 [Switching power supply, 36V DC, 17.5A, 630W] | 18 | 4443.3
SPEC-1409 | Leaseir AHR Hair Removal | 81 | 435.78
SPEC-1410 | QUICK GUIDE AHR (ENGLISH) | 3 | 16.14
SPEC-1411 | Leaseir SRF BROCHURE (English) | 156 | 265.2
SPEC-1412 | Pneumatic pedal | 25 | 995
SPEC-1413 | TF51A-C24-W103 [TopsFlo DC Micro pump] | 9 | 841.12
SPEC-1414 | MHR DS Painted Crate Mount | 3 | 57.34
SPEC-1415 | Caliport Go Ring | 45 | 369.97
SPEC-1416 | MSP-600-24 [Power Supply 24V 648W] | 8 | 1386.4
SPEC-1417 | MSP-600-48 [Power Supply 48V 648W]" | 15 | 3602.85
SPEC-1418 | QM7 [1200W / 1500W Modular power supply] | 8 | 7800
SPEC-1419 | CAD14ES [MHR DS Flightcase box] | 6 | 938.52
SPEC-1420 | PTS-1126 [SRF HP Cardboard box] | 8 | 40
SPEC-1421 | ASM-1127 [SRF FC/FS Foam] | 16 | 288
SPEC-1422 | ASM-1128 [SRF BS Foam] | 8 | 144
SPEC-1423 | QM4 [550W / 650W Modular power supply] | 4 | 1180
SPEC-1426 | PLC-RSC-12DC/21 [Interface Relay, DIN Rail Mount, 12V dc Coil, SPDT, 1-Pole] | 198 | 4233.24
SPEC-1427 | TG-02BZ-24-025 [DC Micro Gear Pump] | 20 | 225.26
SPEC-1429 | PTS-2270 [Umbilical guide] | 16 | 586.08
SPEC-1430 | ALS70A134NF063 [85C - Screw Terminal Aluminum Capacitor] | 192 | 11283.84
SPEC-1432 | MC29375 [TERMINAL, BUTT SPLICE, CRIMP, BLUE] | 140 | 19.74
SPEC-1434 | 270220 [AT-6/4 yellow pre-insulated terminal] | 752 | 67.68
SPEC-1436 | Carcasa pistola AHR + soporte (AHR r cover + hanger) | 22 | 1859.39
SPEC-1440 | Dual LH-M [Dual diode M structure) (diodo dual MHR montado) | 2 | 6153.64
SPEC-1442 | 534-581 RS Pro insulated round copper terminal blue M4, 2,5 mm2, 14AWG (terminal circular azul M4) | 140 | 23.38
SPEC-1443 | Filtro Schurter 3-124-295 | 74 | 1904.76
SPEC-1444 | 0690061B [22AWG TS Wire, OD:2.1mm ,Color:Yellow/Green] | 146.4 | 15.37
SPEC-1446 | 02201402 [16AWG TS Wire, OD:2.9mm ,Color:Gray] | 270 | 48.33
SPEC-1447 | 02201407 [16AWG TS Wire, OD:2.9mm ,Color:Brown] | 470.55 | 84.22
SPEC-1448 | 06901313 [18AWG TS Wire, OD:2.5mm,Color:Red] | 300 | 37.5
SPEC-1449 | 02201503 [14AWG TS Wire, OD:2.9mm ,Color:Red] | 200 | 54.4
SPEC-1450 | 74271222 [Split Ferrite Core, 12.5 mm, 265 ohms] | 112 | 545.55
SPEC-1451 | SRF DIN Rail | 8 | 22.64
SPEC-1453 | BLP05H6350XRG [LDMOS power transistor, 350W] | 15 | 49.26
SPEC-1454 | Armortec SSD | 90 | 4459.5
SPEC-1455 | Armotec PC | 62 | 4936.26
SPEC-1456 | SRF Reeled wire | 5 | 38.4
SPEC-1457 | Leaseir SRF Brochure (Spanish) | 159 | 270.3
SPEC-1458 | Frontal Blue Vinyl Sticker | 56 | 186.48
SPEC-1459 | 810-HR Back Sitcker | 17 | 14.94
SPEC-1460 | Single Pro V Label | 31 | 5.61
SPEC-1461 | PTS-2244.001 [SRF Valves base] | 7 | 25.9
SPEC-1466 | MHR Dual BLEND Handpiece | 1 | 4379.59
SPEC-1477 | Single/Dual/Quad MHR sensor | 5 | 220.47
SPEC-1478 | PTS-1653 [SRF FS applied] | 62 | 441.98
SPEC-1479 | Gatillo completo MHR | 26 | 149.3
SPEC-148 | PCBA MHR-b Capcharger | 81 | 12842.55
SPEC-148/DF | PCBA MHR-b Capcharger DF | 10 | 1585.5
SPEC-1480 | AHR umbilical Cord | 6 | 246.89
SPEC-1482 | BIOS CMOS (pila amarilla) | 82 | 150.74
SPEC-1483 | MHR Ethernet painted back cover | 2 | 680
SPEC-1485 | AHR 110V Mains power cord | 39 | 152.1
SPEC-149 | PCBA MHR-b Mainboard | 48 | 5556
SPEC-1494 | DS Chiller Label | 56 | 21.62
SPEC-1501 | Quad 14x24 - Aesth Blend Prism | 103 | 4301.28
SPEC-151 | PCB Control Board | 66 | 4495
SPEC-1510 | Hydrating Conductor Spray, 100ml | 371 | 1340.05
SPEC-1511 | Hydrating Conductor Spray, 5L | 197 | 17142.94
SPEC-1512 | Lanyard Quad Blend | 482 | 337.4
SPEC-1513 | Lanyard Quad 810 | 94 | 65.8
SPEC-1514 | Lanyard Dual Blend | 479 | 335.3
SPEC-1515 | Lanyard Dual 810 | 67 | 46.9
SPEC-1516 | Lanyard Single | 381 | 266.7
SPEC-1517 | Leaseir front logo_small (0.1) | 19 | 57
SPEC-1518 | Caliport + emergency button sticker (0.1) | 24 | 82.71
SPEC-152 | PCBA Modular Ir Sensor | 328 | 704.4
SPEC-1520 | Maletín plástico H4032-040404 | 12 | 833.47
SPEC-1521 | Pegatina laminada trasera R-200 | 20 | 145
SPEC-1522 | Pegatina laminada frontal R-200 | 20 | 145
SPEC-1523 | Kit espumas anta densidad | 20 | 2345.8
SPEC-1524 | Verotec Case 2U x H/W x 260 – Modified (Modificada ventilada) | 17 | 4652.05
SPEC-1525 | Molex grande Hembra 4 vías, P-3.96 | 45 | 3.78
SPEC-1528 | Separador M-H M3x12 | 40 | 13.44
SPEC-1529 | Arandela Dentada D3 (0.1) | 50 | 0.5
SPEC-153 | PCBA MHR-b HP trigger | 173 | 648.75
SPEC-1530 | Pegatina CE Generador Digital de Radiofrecuencia | 20 | 46.4
SPEC-1531 | Pegatina portaelectrodos logo | 390 | 193.05
SPEC-1532 | [DRW-2439 RADIADOR] radiador perforado 4 mm anonizado negro + taladro | 15 | 797.67
SPEC-1533 | Mosfet de potencia STP11NK40ZFP | 158 | 340.96
SPEC-1534 | Mosfet STF20NF20 | 158 | 141.25
SPEC-1535 | STTH16L06CFP DIODO RECTIFICADOR 600V 16A SOFT RECOVERY | 84 | 101.64
SPEC-1536 | Tornillo M3x6 negro plano Pozidriv cabeza alomada MP007347 | 175 | 12.42
SPEC-1537 | Tornillo M2,5x10 Plano (0.1) | 495 | 4.95
SPEC-1538 | [DRW-2438 TRASERA] Trasera con pestañas anodizada 2,5 MM para filtro con interruptor sin fusible | 15 | 236.22
SPEC-1539 | Tornillo M3x6 pozidriv cabeza alomada Zinc M3 6 PRSTMC Z100 | 90 | 2.43
SPEC-154 | PCBA MHR-b HP Main | 215 | 5084.75
SPEC-1540 | Filtro de red 6A Farnell 2251211 | 15 | 240.6
SPEC-1541 | Crimpar P-3,96mm (Contacto de crimpado Hembra Molex) | 170 | 32.81
SPEC-1542 | Faston hembra azul 6,35 + capucha | 527 | 40.05
SPEC-1543 | [DRW-2437 FRONTAL] Frontal placa 3mm | 15 | 107.16
SPEC-1544 | Serigrafia frontal poliestireno | 45 | 619.2
SPEC-1545 | TIRA LED 5m 60 IP30 | 7.5 | 38.35
SPEC-1547 | Tornillo NYLON M3x10 mm ranurada cabeza alomada | 180 | 6.84
SPEC-1548 | espaciador pcb nylon 6 mm | 80 | 5.04
SPEC-1549 | LCD 204-GC-BC-3LP | 39 | 818.45
SPEC-155 | PCBA MHR-b Caliport socket | 169 | 1715.35
SPEC-1550 | Barra de Soldadura, 7.5 g/mm3, 230 °C, 200 g (Farnell 8400407) | 5 | 203.35
SPEC-1552 | Circular rosca base macho 3 vías | 39 | 177.06
SPEC-1553 | S 7h x 0,2 mm / cm | 95.625 | 30.03
SPEC-1554 | 92010A114 [SS Phillips Flat Head Screw M3x0,5mm Thread size, 5mm long] (tornilloM3x5 plano estrella) | 470 | 3.76
SPEC-1555 | Conector Molex grande Hembra 2 vías, P-3.96 | 85 | 4.76
SPEC-1556 | banana hembra 4mm negra | 45 | 18.67
SPEC-1557 | Terminal faston hembra 2,8mm 180441-2 | 55 | 7.81
SPEC-1559 | ec11 prune 20mm | 15 | 11.83
SPEC-156 | PCBA MHR-b Caliport | 611 | 20468.5
SPEC-1560 | tapa gris | 15 | 16.5
SPEC-1561 | mando gris | 15 | 66
SPEC-1562 | PCB Main smd+convencional Osoak (circuito TR200 V2) | 59 | 4859.18
SPEC-1563 | grapas ETD44 | 60 | 25.26
SPEC-1564 | Núcleo ferrita ETD44 | 58 | 150.34
SPEC-1565 | Bastidor ETD44 | 30 | 82.08
SPEC-1566 | 92010A116 [SS Phillips Flat Head Screw M3x0,5mm Thread size, 6mm long] (tornilloM3x6 plano estrella) | 490 | 4.9
SPEC-1568 | grapas ETD39 | 30 | 7.56
SPEC-1569 | Núcleo ferrita ETD39 | 30 | 61.5
SPEC-157 | PCBA MHR-b PS Relay | 121 | 3115.75
SPEC-1570 | Bastidor ETD39 | 15 | 31.35
SPEC-1571 | grapas EF25 | 30 | 15.03
SPEC-1572 | Núcleo ferrita EF25 | 30 | 13.05
SPEC-1573 | Bastidor EF25 | 15 | 15.9
SPEC-1575 | cinta trafo 26mm | 1 | 14.81
SPEC-1576 | Terminal preaislado circular BF-M10 PDTE CAMBIAR CÓDIGO POR 239-4149 | 95 | 10.73
SPEC-1577 | Bastidor RM14 | 55 | 53.9
SPEC-1578 | grapas RM14 | 30 | 10.41
SPEC-1579 | Núcleo ferrita RM14 | 34 | 122.8
SPEC-1580 | Núcleo ferrita E42 | 30 | 83.1
SPEC-1581 | Cable Tie Brida 292x3,6 mm cv-292 | 90 | 4.5
SPEC-1582 | 100µH. 7,8A. Ø32,4mm. | 203 | 706.44
SPEC-1583 | Ventilador MC002109 | 20 | 43.6
SPEC-1585 | Terminal crimpar P-2,54mm (08-52-0072) | 80 | 7.6
SPEC-1586 | Conector Molex Hembra 2 vías, P-2.54 | 50 | 5.4
SPEC-1587 | NTC 10k resistencia | 346 | 124.21
SPEC-1588 | roscachapas de 3x10 cabeza estrella | 175 | 8.75
SPEC-1589 | Banana 4 mm negra retractil | 20 | 76.2
SPEC-159 | Bushing open 11.1-15.9mm | 2356 | 977.74
SPEC-1590 | banana macho panel 4 mm PDTE CAMBIAR CÓDIGO POR 212-1242 | 15 | 42.25
SPEC-1591 | [DRW-2436 PORTAELECTRODOS] portaelectrodos inox | 15 | 140.64
SPEC-1592 | Pegatina crema conductora blanca Invikta approved | 20 | 44
SPEC-1593 | [DRW-2435 PLACA-GRANDE] placa neutra CL_PN25x20 | 15 | 66.63
SPEC-1594 | V 0,78mm2 Tierra (1d) /cm | 199.6 | 27.94
SPEC-1595 | V 0,78mm2 Fase (1d) /cm | 199.6 | 27.94
SPEC-1596 | V 0,78mm2 Neutro (1d) /cm | 199.6 | 27.94
SPEC-1598 | Cu esmalt., 35 AWG 0,2 mm | 215 | 54.71
SPEC-1599 | cinta trafo 15 mm | 1 | 11.69
SPEC-1600 | P Aislado silicona negro / cm Ref. 61.7608-10021 | 105 | 487.72
SPEC-1601 | Muelle (espesor 0,45mm, 2,9mm de diámetro, ) (en metros) | 9.97 | 54.83
SPEC-1602 | Rodamiento aguja 2,5x7,8 mm | 25 | 37.5
SPEC-1604 | Mecanizado cuad 8x8 D4 inox rod (2290005, cuadradillo de 8x23 Alu. sin fresado cara) | 20 | 320
SPEC-1605 | PTS-2341.001 [BS Suction tip] | 6 | 112.43
SPEC-1606 | PTS-2343.001 [BS Embedded Electrode] | 25 | 395.25
SPEC-1606/DF | PTS-2343.001 [BS Embedded Electrode] DF | 12 | 194.94
SPEC-1609 | PTS-2403.001 [SRF FS Suction Tip] | 9 | 165.01
SPEC-161 | Hex Socket Countersunk Head Screw, ISO 10642, M4 x 0.7 mm Thread, 16 mm Long, SS | 492 | 14.76
SPEC-1610 | PTS-2405.001 [FS Electrode_left] | 21 | 194.38
SPEC-1610/DF | PTS-2405.001 [FS Electrode_left] DF | 1 | 9.62
SPEC-1611 | PTS-2407.001 [FS Electrode_right] | 3 | 28.08
SPEC-1611/DF | PTS-2407.001 [FS Electrode_right] DF | 5 | 48.12
SPEC-1616 | HV-31351 [SRF Pogopin Spring, OD:2.70mm, 25.30mm free length (0.1) | 16 | 10.06
SPEC-1618 | S-03-03-N [Magnetic disc Ø 3mm, height 3mm, holds approx. 330 g] (0.1) | 60 | 10.92
SPEC-1619/ENG | Rollup + gráfica 850mm INGLÉS | 10 | 478
SPEC-1619/ESP | Rollup + gráfica 850mm ESPAÑOL | 7 | 334.6
SPEC-1619/IT | Rollup + gráfica 850mm ITALIANO | 19 | 908.2
SPEC-162 | Copper strip | 43 | 49.53
SPEC-1620 | 15000032 [Activador de cianoacrilato, 200 ml] (0,1) | 2 | 13.22
SPEC-1621 | 126-4286 [Montaje antivibración RS PRO RS PRO AV Type B, Bobina macho a hembra, alt. 15 mm, rosca M4 6.4 kg] | 5 | 14.89
SPEC-1622 | ELE RES 30 (0.1) | 20 | 200
SPEC-1623 | ELE RES 60 (0.1) | 20 | 500
SPEC-1624 | ELE RES 90 (0.1) | 20 | 560
SPEC-1626 | 0015803 [CY Multi-core Shielded Control Cable, 15 AWG, length 50 m, grey, PVC] (manguera de 3 hilos apantallada) | 87.8 | 662.89
SPEC-1627 | Clavija electrodos (2290002 Eje Inox. Rosc. M4) | 120 | 318
SPEC-1629 | MK3306/TG (Aislante Térmico, Caucho de silicona, 1.6 W/m.K, 6 kV, 0.23 mm, 10 ohm-cm | 305 | 186.35
SPEC-1630 | 93805A263 [18-8 Stainless Steel, Threaded Rod, M4x0.7 mm, Thread Size, 25 mm Long] | 446 | 17.84
SPEC-1631 | Male thumbscrew knob, M4x25mm (BOTÓN ESTRIADO SRF) | 30 | 24.98
SPEC-1636 | Ventilador MC002700 [DC Axial Fan, 12V, Square, 60 mm, 15mm, Vapo Bearing, 30.4 CFM] | 25 | 173.75
SPEC-1639 | Aislador radiador R-200 | 8 | 64
SPEC-164 | 80mm DC fan | 19 | 206.38
SPEC-1640 | Kit piezas sujeción placa madre R-200 | 1 | 95
SPEC-1641 | Capuchas neutras R-200 | 5 | 35
SPEC-1643 | Amortiguador ventilador R-200 | 1 | 9
SPEC-1644 | Sujeción portalectrodos R-200 | 3 | 9
SPEC-165 | Socket Head Screw, ISO 4762, M4 x 0.7 mm Thread, 35 mm Long, SS | 224 | 11.2
SPEC-167 | Hex Socket Countersunk Head Screw, ISO 10642, M3 x 0.5 mm Thread, 6 mm Long, SS | 2863 | 57.26
SPEC-17 | Quad-b channels | 98 | 9631.44
SPEC-170 | Hex Socket Countersunk Head Screw, ISO 10642, M4 x 0.7 mm Thread, 12 mm Long | 1188 | 47.52
SPEC-171 | Motedis 28X150.5 M8 | 126 | 145.15
SPEC-172 | Hex Socket Countersunk Head Screw,ISO 10642, M3 x 0.5 mm Thread, 5 mm Long,SS | 1314 | 26.28
SPEC-177 | Socket Head Screw, ISO 4762 M4 x 0.7 mm Thread, 10 mm Long, SS | 1493 | 59.72
SPEC-179 | Fitting 90 degree 6mm to 1/8 - 3199 06 10 | 38 | 104.88
SPEC-18 | Single-b channels | 99 | 6914.16
SPEC-180 | Fitting Elbow 1/8 to 8mm - 3199 08 10 | 77 | 125.51
SPEC-181 | Fitting EQUAL CROSS 6mm - 3107 06 00 | 77 | 384.23
SPEC-182 | Fitting Union 8-6mm - 3182 08 00 | 121 | 310.97
SPEC-183 | Fitting Plug 8mm - 3126 08 00 | 105 | 56.7
SPEC-184 | Fitting Union 6-8 mm - 3106 06 08 | 79 | 202.24
SPEC-187 | Push in fitting RL31 Ø 6 1/8 - 2L31008 | 345 | 901.48
SPEC-188 | Fitting Y tube 6mm - 3140 06 00 | 83 | 178.02
SPEC-19 | Dual-b channels | 162 | 14929.92
SPEC-192 | Countersunk Head Screw, ISO 10642, M4 x 0.7 mm Thread, 8 mm Long, SS | 198 | 7.92
SPEC-193 | Replacement cover for TUK- SACKS3PM | 81 | 672.22
SPEC-194 | Socket Head Screw, ISO 4762, M3 x 0.5 mm Thread, 10 mm Long, SS | 168 | 3.36
SPEC-195 | Locknut, DIN 985, M3 x 0.5 mm Thread, 4 mm High | 17 | 0.34
SPEC-196 | Terminal strip - mk 6/6 ref. 7906260000 | 189 | 1780.38
SPEC-197 | Socket Head Screw, ISO 4762, M3 x 0.5 mm Thread, 25 mm Long, SS | 2096 | 62.88
SPEC-198 | Socket Head Screw, ISO 4762, M4 x 0.7 mm Thread, 25 mm Long, SS | 635 | 31.75
SPEC-202 | Shunt 30A-60mV | 12 | 480
SPEC-205 | b touch protector | 176 | 494.56
SPEC-205/DF | PTS-0815.003 [b touch protector] DEFECTUOSO | 43 | 1089.19
SPEC-207 | Disc magnet self-adhesive | 118 | 82.6
SPEC-208 | Tornillo M3x12 AV | 176 | 4.4
SPEC-21 | Dual-b Frame | 630 | 15684.5
SPEC-210 | Leaseir Logo Front Sticker | 29 | 87
SPEC-212_c | Stage 6 MHR Xcell - 230 Console, Final Unpacked | 1 | 4115.48
SPEC-213 | Fuse 16A 250VAC - 0034.3129 | 871 | 531.31
SPEC-214 | Fuse 10A 250VAC - 0034.3127 | 522 | 142.5
SPEC-216 | MHR Console Back | 9 | 3060
SPEC-217 | M-F Hex Standoff Spacers, M3-05-5-2, 5mm, 5mm Long, M3, Brass | 541 | 676.25
SPEC-218 | Electronics Cover | 27 | 280.7
SPEC-221 | Console label cover | 141 | 525.93
SPEC-222 | Fuse plate 230 | 58 | 174
SPEC-223 | Fuse Plate 110 | 54 | 189
SPEC-226 | Quad HP Calibration Port | 8 | 667.5
SPEC-228 | MHR-b caliport filter | 298 | 1230.14
SPEC-229 | MHR-b Caliport diffuser | 385 | 674.14
SPEC-23 | Quad-b Frame | 272 | 7060.5
SPEC-231 | MHR-b Caliport Label QUAD | 33 | 4.95
SPEC-232 | Dual HP Calibration Port | 2 | 127.04
SPEC-233 | MHR-b Caliport Label DUAL | 28 | 4.14
SPEC-238 | Hex Socket Countersunk Head Screw, ISO 10642, M6 x 1.0 mm Thread, 20 mm Long, SS | 190 | 11.4
SPEC-239 | ISO 4762 M8 x 1.25 mm Thread, 20 mm Long | 182 | 18.2
SPEC-24 | MHR-b Umbilical coupling | 796 | 28169.65
SPEC-241 | Socket Head Screw, ISO 4762 M4 x 0.7 mm Thread, 12 mm Long, SS | 724 | 28.93
SPEC-242 | Socket Head Screw, ISO 4762 M4 x 0.7 mm Thread, 16 mm Long, SS | 1498 | 89.88
SPEC-245 | Caliport Support | 16 | 61.76
SPEC-245/DF | PTS-0071.003 [Caliport Support] DEFECTUOSO | 128 | 494.08
SPEC-247 | Power-supply Mount | 11 | 28.93
SPEC-248 | Power-supply Enclosure | 9 | 155.79
SPEC-250 | Caliport (Calibay MHR) | 10 | 247.4
SPEC-251 | MHR top tray | 12 | 522.72
SPEC-252 | Solenoid Valve - RSC-1 | 333 | 716.12
SPEC-254 | Fitting Bulkhead 6-6 - 3116 06 00 | 76 | 141.36
SPEC-255 | MHR Frontal Cover | 1 | 217.58
SPEC-256 | Stop switch EAO - 51-259.025 | 43 | 996.31
SPEC-257 | Mains Power Switch - MSM_19_LA_CS_ST_2P | 34 | 721.66
SPEC-258 | MHR CA Umbilical | 2 | 282.02
SPEC-26 | Hanger port Spacer | 71 | 359.97
SPEC-265 | Screen support fixture | 36 | 484.2
SPEC-268 | HP Hanger Port | 86 | 2027.28
SPEC-27 | Cover, Silentblocks (Color RAL 7012) | 931 | 3216.97
SPEC-271 | Flat washer, ISO 7092, M4, 4.300 mm ID, 8 mm OD | 1326 | 13.26
SPEC-272 | Socket Head Screw, ISO 4762 M8 x 1.25 mm Thread, 12 mm Long, SS | 262 | 39.3
SPEC-273 | ISO 4762 M3 x 0.5 mm Thread, 16 mm Long | 218 | 5.45
SPEC-274 | Flat washer, ISO 7092 M3, 3.200 mm ID, 6 mm OD, SS | 3029 | 30.29
SPEC-275 | Socket Head Screw, ISO 4762 M3 x 0.5 mm Thread, 12 mm Long, 18-8 SS | 2415 | 72.45
SPEC-276 | MOSS 0100210300VR M4 Countersunk Head, 16mm Nylon Slot Plain | 242 | 73.08
SPEC-279 | Textile cover | 218 | 3597
SPEC-28 | Cap 1 tube | 131 | 837.09
SPEC-280 | Operator goggles - ATD #52 780-830nm O.D6+ | 160 | 3646.72
SPEC-281 | PAT patient blinds | 126 | 1564.8
SPEC-282 | YAXINY 002192 LANYARD | 290 | 435
SPEC-283 | FOOT PEDAL | 17 | 1547
SPEC-289 | HP sticker cover | 471 | 1309.38
SPEC-29 | Cap 4 tubes | 116 | 1069.28
SPEC-290 | Harting lever - 09 00 0005221 | 6 | 37.85
SPEC-291 | Harting Hinged 4mod frame - 09 14 016 0313 | 7 | 100.43
SPEC-291/DF | PTS-0566 [Harting Hinged 4mod frame - 09 14 016 0313] DEFECTUOSO | 100 | 614
SPEC-292 | Harting 8 signal male - 09 14 008 2634 | 15 | 249.5
SPEC-292/DF | Harting 8 signal male - 09 14 008 2634 /DF | 145 | 1373.15
SPEC-293 | Harting x2 40A male - 09 14 002 2601 | 43 | 513.29
SPEC-293/DF | Harting x2 40A male - 09 14 002 2601 | 127 | 1092.2
SPEC-295 | Socket Head Screw, ISO 4762 M5 x 0.8 mm Thread, 10 mm Long, SS | 3430 | 171.5
SPEC-296 | Clevis Pin Plane Washer, ISO 7092 M5, 5.300 mm ID, 9.0 mm OD, SS | 48 | 0.48
SPEC-297 | Socket Head Screw, ISO 4762 M5 x 0.8 mm Thread, 6 mm Long, SS | 81 | 2.83
SPEC-298 | PVC hose L=1850mm | 216.6 | 1042.41
SPEC-3 | LNR Capacitor Enclosure | 46 | 342.58
SPEC-30 | HP Hanger clip | 295 | 1426.43
SPEC-300 | RTAP ZH CPR 8x0.2 - 24AWG*8c in sleeve (Ascable-Recael) | 468.13 | 205.74
SPEC-303 | IEC C19 Power Cord - Europa | 226 | 1602.34
SPEC-303/5M | IEC C19 Power Cord - Europa - 5 meters | 50 | 1294.2
SPEC-303/5M/DF | IEC C19 Power Cord - Europa - 5 meters DEFECTUOSO | 14 | 334.18
SPEC-303/USA | IEC C19 Power Cord - USA | 68 | 817.45
SPEC-31 | MHR-b caliport housing | 169 | 753.74
SPEC-318 | CA MODULAR IR SENSOR | 132 | 217.72
SPEC-32 | MHR-b Caliport back cover - Color RAL 7012 | 354 | 754.02
SPEC-320 | Lanyard Screw 10258/AS-M3 | 856 | 1284
SPEC-321 | Socket Countersunk Head Screw, ISO 10642, M3 x 0.5 mm Thread, 8 mm Long, SS | 3084 | 61.68
SPEC-322 | Socket Head Screw, ISO 4762 M3 x 0.5 mm Thread, 8 mm Long, SS | 151 | 3.02
SPEC-323 | Hex Nut, DIN 934, M3 x 0.5 mm Thread, Zinc-Plated, Class 8 | 2034 | 20.34
SPEC-324 | Pan Head Screw, MOSS 0080150000VR M3x30, Thread Length 30.0 mm, PA | 81 | 12.15
SPEC-325 | Warranty Seal | 2 | 5
SPEC-327 | Legris - 3106 04 06 - Union 6-4mm | 611 | 1974.01
SPEC-328 | RS PRO Insulated Ring Terminal, M4 Stud Size, 2.5mm² to 6mm² Wire Size, Yellow | 309 | 90.38
SPEC-329 | Base (blue painted) | 45 | 2241.9
SPEC-33 | Hanger Port L | 181 | 579.2
SPEC-330 | LEASEIR DUAL 810-b Handpiece | 1 | 3543.92
SPEC-333 | Straight Threaded Fitting M5_D4 - 3114 04 19 | 15 | 63
SPEC-334 | ANTIFREEZE CC-30 [COOLANT-ANTIFREEZE CC 30%] | 75.5 | 89.84
SPEC-336 | Crimp end ferrule, Insulated, 8mm Pin, Black 16AWG 1.5mm² | 893 | 83.05
SPEC-338 | CA CONSOLE MODULAR CONNECTOR | 65 | 11239.11
SPEC-339 | CA AC MAINS | 63 | 5163.35
SPEC-34 | MHR-b Umbilical support | 213 | 1903.02
SPEC-340 | Flat-tip Screw, DIN 913, M5 x 0.8 mm Thread, 6 mm Long, SS | 654 | 9.81
SPEC-341 | Flat-tip Screw, ISO 4026 , M5 x 0.8 mm Thread, 10 mm Long, SS | 270 | 8.1
SPEC-342 | Plain Washer, ISO 7089, M5, 5.3 mm ID, 10 mm OD, SS | 1193 | 11.93
SPEC-347 | CA 48VDC PS OUTPUT | 63 | 219.43
SPEC-348 | CA STOP SWITCH | 63 | 2662.95
SPEC-35 | MHR-b Umbilical Ferrule | 64 | 329.6
SPEC-350 | Monocrom - 1ENSPSTM90-026, 808nm diode+Dual Prism | 29 | 101500
SPEC-353 | Dual insulator | 468 | 702
SPEC-354_c | Sensors 20Bs | 36 | 1162.73
SPEC-356 | Diode IR Sensor Mount 20BS | 362 | 1089.62
SPEC-357 | Diode IR Sensor TIp Mount | 346 | 519
SPEC-358 | Diode IR Sensor Mount 10BS | 14 | 55.44
SPEC-359 | Melexis MLX 90615 | 1156 | 4871.38
SPEC-36 | b - HP connector enclosure x4 (HARTBASE) | 184 | 2642.24
SPEC-36/DF | PTS-1646.002 [b- HP connector enclosure x4] DEFECTUOSO | 19 | 444.45
SPEC-361 | Molex 15131-0401, Pico-Lock-to-Pico-Lock Off-the -Shelf Cable Assembly,Female-Female, Single Row, 100mm Long, 4 circuits | 200 | 680
SPEC-362 | MHR-b R cover + Hanger | 97 | 7398.18
SPEC-366 | b HP trigger in mount | 44 | 256.04
SPEC-367 | HP Seal 810 | 460 | 1196
SPEC-368 | Multimec 1PS-06 | 260 | 99.05
SPEC-369 | Multimec 5GTH9XX | 755 | 1763.69
SPEC-37 | MHR-b CaliSingle Body | 95 | 2173.6
SPEC-370 | Switch Holder | 605 | 907.5
SPEC-373 | CA KEYSWITCH | 63 | 666.41
SPEC-374 | CA EMBEDDED 12VDC + UART | 63 | 555.35
SPEC-375 | CA CHILLER ENABLE | 63 | 127.32
SPEC-376 | CA MOSFET SOURCE | 191 | 333.95
SPEC-377 | CA 12VDC CHARGER BOARD | 70 | 156.52
SPEC-378 | CA MOSFET GATE | 81 | 114.94
SPEC-379 | CA 12-24VDC INPUT MAINBOARD | 63 | 203.18
SPEC-38 | MHR-b CaliDual Body | 250 | 2428.44
SPEC-380 | CA PS INPUT | 63 | 124.61
SPEC-381 | CA CAPACITOR CHARGE | 63 | 243.81
SPEC-382 | Quad insulator | 252 | 514.08
SPEC-384 | CA PHOTODIODES | 72 | 238.39
SPEC-385 | Quad-b sleeve | 457 | 123.39
SPEC-386 | CA TOUCH CONTROLLER | 157 | 594.09
SPEC-387 | CA EXTENSION (VALVES,SENSOR NTC) | 63 | 530.96
SPEC-388 | CA LVDS | 233 | 2861.31
SPEC-389 | CA AC COOLING UNIT (FILTER INPUT, COMPRESSOR) | 63 | 189.63
SPEC-39 | MHR-b CaliQuad Body | 415 | 8118.69
SPEC-390 | CA AC COOLING UNIT (FILTER LOAD, RELAY INPUT) | 63 | 138.16
SPEC-391 | CA AC COOLING UNIT (FILTER OUTPUT, COMPRESSOR OUTPUT AND CHILLER FAN) | 63 | 102.94
SPEC-392 | CA VALVES AND PUMP CONTROL RELAY | 63 | 1579.15
SPEC-397 | Half din rail | 127 | 80.01
SPEC-399 | 93655A416 [M3 x 0.50 mm Thread Size, 6 mm Hex Size, 5 mm Long, 18-8 SS, M-F Hex Standoff] | 198 | 50.49
SPEC-4 | Crate Mount | 43 | 261.39
SPEC-40 | Painted MHR-b Hanger port mount | 26 | 268.32
SPEC-400 | Socket Head Screw, ISO 4762 M5 x 0.8 mm Thread, 12 mm Long, SS | 224 | 8.96
SPEC-406 | Blue tube OD.8mm, ID.5.5mm, 25mts - 1025U08 04 | 252.21 | 354.1
SPEC-407 | Blue tube OD.6mm, ID.4mm, 25mts - 1025U06 04 | 229.6 | 184.6
SPEC-416 | O ring (cordón tórico de silicona, tubos de 5m) (meter a stock por mts) | 185.08 | 716.76
SPEC-418 | Clear tube, OD.4mm, ID.2,5mm, 25mts - 1025U04R08 | 119.8 | 74.04
SPEC-419 | Connector console cover | 2 | 26.57
SPEC-420 | Connector M5 ferrule | 95 | 251.75
SPEC-422 | M3 nut cover | 139 | 310.17
SPEC-423 | Pneumatic male fitting Ø4 - Harting 09 14 000 6153 | 7 | 48.42
SPEC-424 | Harting 8 signal female - 09 14 008 2734 | 14 | 312.11
SPEC-425 | Capillary | 180.4 | 456.38
SPEC-426 | Single Tip, Coated | 10 | 696.87
SPEC-426/DF | PTS-0490.002 [Single Tip, Coated] (ACRO) DEFECTUOSO | 27 | 1139.48
SPEC-426/OER | Single Tip, Coated | 21 | 2742.81
SPEC-427 | Quad Tip, Coated | 6 | 499.78
SPEC-427/DF | Puntera Quad MHR Cromada (ACRO) CON DEFECTOS | 132 | 12355.2
SPEC-427/OER | Quad Tip, Coated | 38 | 3605.82
SPEC-428/DF | Puntera Dual MHR Cromada (ACRO) CON DEFECTOS | 108 | 10099.08
SPEC-428/OER | Dual Tip, coated | 42 | 3927.42
SPEC-429 | Single window | 155 | 4798.8
SPEC-430 | Quad window | 62 | 2720.74
SPEC-431 | Dual window | 100 | 3933.07
SPEC-432 | M5 x 5.5 Nipple | 870 | 81.78
SPEC-436 | Mains EMI Filter - SFN2030B-16-06 | 165 | 2722.5
SPEC-436/DF | PTS-0409 [Mains Emi filter - Schaffner SFN2030B-16-06] DEFECTUOSO | 100 | 2258
SPEC-438 | Fuse socket 5x20mm - Littelfuse Inc.- 82000000005 | 18 | 36.71
SPEC-438/DF | ASM-0408 [Fuse socket 5x20mm - Littelfuse Inc.- 82000000005] DEFECTUOSO | 13 | 24.18
SPEC-439 | Mains IEC C20 Socket | 20 | 56.6
SPEC-440 | Fitting M5 4mm T - 3198 04 19 | 592 | 2685.31
SPEC-441 | Fitting M5 4mm 90 - 3169 04 19 | 273 | 825.29
SPEC-441/METALWORK | Racor acodado 2L31001 Metalwork | 36 | 105.07
SPEC-442 | O ring 2x1 | 3199 | 124.14
SPEC-443 | O ring 33x1.5 | 801 | 184.23
SPEC-444 | Pan Head Screw, ISO 7045 M4 x 0.70 mm Thread, 6mm Long, SS | 62 | 1.55
SPEC-447 | TORNILLO DIN 912 M4x30 INOX (ALLEN) | 1396 | 111.68
SPEC-449 | Socket Head Screw, ISO 4762 M4 x 0.7 mm Thread, 8 mm Long, SS | 2331 | 93.24
SPEC-450 | Prevailing Torque Nut, M4 x 0.7 mm Thread, 5.3 mm High, Class 8, Zinc Plated | 177 | 1.77
SPEC-451 | Pan Head Screws, M4 x 0.70 mm Thread, 8mm Long, SS | 1242 | 62.1
SPEC-452 | Multicomp S286B-1 Keyswitch | 6 | 36.12
SPEC-453 | Airswitch - Herga 6872-AC | 41 | 759.73
SPEC-454 | Door Interlock NP2RX-BAG | 125 | 436.46
SPEC-455 | Pneumatic x3 Body - Harting 09 14 003 4501 | 21 | 84.9
SPEC-456 | Han Modular x2 40A - HARTING 09 14 002 2701 | 10 | 230.01
SPEC-456/DF | Han Modular x2 40A - HARTING 09 14 002 2701 DF | 6 | 135.9
SPEC-457 | Prevailing Torque Nut, M3 x 0.5 mm Thread, 4 mm High, Class 8, Zinc Plated | 124 | 2.48
SPEC-459 | ASM Quad Tip | 15 | 1448.82
SPEC-459/DF | ASM-0482.002 [ASM Quad Tip] CROMADA Y CON CAPILAR EQUALTIA DEFECTUOSO | 1 | 106.69
SPEC-459/OER | ASM Quad Tip | 9 | 974.62
SPEC-461 | ASM Single Tip | 12 | 992.04
SPEC-461/DF | ASM-0468.002 [ASM Single Tip] CROMADA Y CON CAPILAR EQUALTIA DEFECTUOSO | 1 | 106.6
SPEC-461/OER | ASM Single Tip | 14 | 1157.38
SPEC-464 | ASM Dual Tip | 8 | 844.41
SPEC-464/OER | ASM Dual Tip | 3 | 319.8
SPEC-465_c | Sensors 10Bs | 7 | 261.76
SPEC-470 | PCB Main Board MDD | 48 | 10729.33
SPEC-472. | PCB Cap Charger | 17 | 1995.8
SPEC-473 | PCB Lambda relay | 75 | 1090.32
SPEC-474 | PCB 12V Thermostat | 51 | 2295
SPEC-474/AMZ | PCB 12V Thermostat Amazon | 39 | 330.03
SPEC-479/110 | LEASEIR MHR LASER SYSTEM 110 CONSOLE | 1 | 3128.86
SPEC-480/230 | MHR 230 Wirings | 1 | 197.11
SPEC-487 | PCB Buffer ASM (placa PCB de los MDD, no de los MHR) | 54 | 1205.94
SPEC-492 | Mains, Key, Fuse Enclosure | 26 | 765.1
SPEC-492/DF | PTS-0088.002 [Mains, Key, Fuse Enclosure] DEFECTUOSO | 28 | 823.96
SPEC-494 | Blue tube, OD.4mm, ID.2,5mm, 25mts - 1025U0404 | 195.4 | 85.98
SPEC-496 | Sherlock Female Connector Housing, 2mm Pitch, 6 Way, 1 Row | 197 | 23.86
SPEC-5 | b Mosfet Heat Spreader | 48 | 1238.02
SPEC-50 | MHR-b HP Cover L | 170 | 7641.48
SPEC-500 | Leaseir MHR Laser System Handpiece Dual 810 - English version | 6 | 7.02
SPEC-506 | Carcasa pistola MDD + soporte (MDD r cover + hanger) | 15 | 882.15
SPEC-509 | Rivet Nut M4 | 224 | 29.12
SPEC-51 | b Frontal Cover | 34 | 8396.64
SPEC-51/DF | b Frontal Cover/DEFECTUOSO | 38 | 9384.48
SPEC-511 | M-F Hex Standoff Spacer, M3-10-5-2, 5mm, 10mm Long, M3, Brass | 86 | 120.4
SPEC-512 | Socket Head Screw, ISO 4762 M3 x 0.5 mm Thread, 6 mm Long, SS | 1216 | 48.56
SPEC-513 | Socket Head Screw, ISO 4762 M4 x 0.7 mm Thread, 40 mm Long, 20mm Thread length, SS | 998 | 59.88
SPEC-514 | Hex Socket Countersunk Head Screw, ISO 10642, M3 x 0.5 mm Thread, 10 mm Long, SS | 4940 | 98.8
SPEC-516 | Prevailing torque High Nut, M10 x 1.5 mm Thread, Class 8, Zinc-Plated Steel | 1098 | 164.7
SPEC-517 | Prevailing torque High Nut, M6 x 1.0 mm Thread, Class 8, Zinc-Plated Steel | 224 | 4.48
SPEC-518 | Socket Head Screw, ISO 4762 M5 x 0.8 mm Thread, 16 mm Long, SS | 3495 | 174.75
SPEC-525 | Anti-tip label - TIP-N-TELL | 451 | 727.24
SPEC-527 | Holt melt adhesive white | 120 | 67.72
SPEC-528 | Insulation pipe - XG-06X006 | 227.3 | 100.01
SPEC-529 | Norland Optical Adhesive - 68 | 1 | 54.75
SPEC-535 | Advantech - SSD 32Gb - Spare part | 15 | 706.95
SPEC-541 | Moludar contactor, 25A, 4 Poles (relé Finder) | 11 | 419.54
SPEC-542 | Mains box - b | 26 | 765.1
SPEC-543 | x4 Conn Cons Cover | 59 | 1205.22
SPEC-543/DF | PTS-0226.003 [x4 Conn Cons Cover] DEFECTUOSO | 130 | 3052.4
SPEC-544 | CA TOUCH DC IN | 200 | 722.4
SPEC-545 | LA_0005 v1 | 7 | 0.35
SPEC-546 | Maximum Room Temperature | 34 | 10.85
SPEC-552 | Grower Washer, M5, 5.4 mm ID, 8.8 mm OD, SS | 224 | 2.24
SPEC-553 | Grower washer, M4, 4.4 mm ID, 7 mm OD, SS | 1234 | 12.34
SPEC-554 | Slotted Countersunk Head Screws, M3, Thread 12mm long, Nylon | 186 | 27.9
SPEC-555 | Pan Head Screw, M3 x 0.50 mm Thread, 8mm Long, SS | 224 | 33.6
SPEC-556 | Grower washer, M3, 3.4 mm ID, 5.6 mm OD, SS | 2171 | 21.71
SPEC-559 | Socket Head Screw, ISO 4762 M2 x 0.4 mm Thread, 12 mm Long, SS | 2 | 0.08
SPEC-560 | Slotted Countersunk Head Screws, M3, Thread 10mm long, Nylon | 856 | 232.83
SPEC-561 | O ring 3.5x2 | 281 | 19.67
SPEC-565 | Frontal Cover gasket | 306.12 | 670.4
SPEC-566 | Interlock protector | 213 | 754.02
SPEC-568 | Cable Tie Mount | 1264 | 382.99
SPEC-569 | 3.5x200mm Cable Tie | 912 | 27.36
SPEC-571 | CA EXTENSION SENSOR NTC | 63 | 56.89
SPEC-572 | Dual-b sleeve | 670 | 180.9
SPEC-573 | Dual-b Window | 192 | 7325.1
SPEC-574 | O ring 30x1mm, black, NBR | 377 | 353.25
SPEC-577 | Lasermet FDA AP-32x16 | 42 | 18.9
SPEC-578 | Quad-b window | 179 | 10490.77
SPEC-579 | Hex Socket Countersunk Head Screw, ISO 10642, M5 x 0.8 mm Thread, 20 mm Long, SS | 720 | 36
SPEC-580 | Flat Washer, ISO 7093, M5, 5.3 mm ID, 15 mm OD | 1471.08 | 29.42
SPEC-582 | Plain Washer, ISO 7089, M10, 10.5 mm ID, 20 mm OD, SS | 1457 | 58.28
SPEC-583 | Hex Socket Countersunk Head Screw, ISO 10642, M5 x 0.8 mm Thread, 25 mm Long, SS | 4174 | 125.22
SPEC-584 | Hex Socket Countersunk Head Screw, ISO 10642, M6 x 1 mm Thread, 40 mm Long, SS | 1741 | 261.15
SPEC-585 | Oversized Washer, DIN 9021, 6.4 mm ID, 18 mm OD,SS | 1140 | 34.2
SPEC-586/110/D_c | Xcell 110 Console + Dual HP + Caliport in crate | 1 | 7984.1
SPEC-586/110/Q_c | Xcell 110 Console + Quad HP + Caliport in crate | 1 | 8253.95
SPEC-587 | Semiconductor thermal grease | 16 | 259.5
SPEC-588 | M-F Hex Standoff Spacer, M3, 5mm Hex size, 10mm Long ,8 mm Thread size, Brass | 265 | 397.5
SPEC-589 | M-F Hex Standoff Spacer, M5, 8mm Hex size, 10mm Long ,8 mm Thread size, Brass | 597 | 1253.7
SPEC-590 | Self Adhesive Natural Cable Tie Mount 19 mm x 19mm, 4.1mm Max. Cable Tie Width | 8866 | 877.73
SPEC-591 | Bolt Protection Cap, M8, Distance Across Flats 12.8 mm, LDPE | 962 | 247.57
SPEC-592 | Tight-Grip External-Tooth Lock Washer,M4,DIN 6798, 4.3 mm ID, 8 mm OD,SS] | 2228 | 44.56
SPEC-593 | Touchscreen gasket | 26.46 | 145.98
SPEC-594_c | MHR-b Umbilical Xcell | 14 | 2790.72
SPEC-595 | Fuse plate 110-130 | 29 | 87
SPEC-596 | Flat Tip Screw, ISO 4026, DIN 913, M4 x 0.7 mm Thread, 8 mm Long, SS | 18 | 0.72
SPEC-597 | Black tube, OD.4mm, ID.2.5mm, 25mts - 1025U04R01 | 180.05 | 117.57
SPEC-598 | Flat Tip Screw, ISO 4026, DIN 913, M4 x 0.7 mm Thread, 6 mm Long, SS | 3008 | 60.16
SPEC-599 | SUPER GLUE BRUSH ON, 5G | 10 | 125
SPEC-6 | Angle Mount | 79 | 142.68
SPEC-600 | Green/Yellow wire, UL1015,16AWG | 226.84 | 40.45
SPEC-601 | Plain Washer, ISO 7089, M3, 3.2mm ID, 7 mm OD, SS | 5272 | 31.63
SPEC-605 | Legris black tube, 3mm OD, 1.8mm ID - 1025U030118 | 200 | 3856
SPEC-606 | Countersunk Washer, 5.3 mm ID, 16 mm OD, SS | 142 | 42.6
SPEC-607 | Fitting 90º M3_D3 - 3218 03 09 | 1060 | 8586
SPEC-609 | Araldite Instant Adhesive,24 mL | 10 | 150
SPEC-612 | Vernis Insulating Silicone Varnish- V 991 | 12 | 294.28
SPEC-614 | Slot Countersunk Head Screw, DIN 963, M2 x 0.4 mm Thread, 20 mm Long, SS | 756 | 22.68
SPEC-615 | MHR-b Hanger port | 47 | 1051.75
SPEC-616 | Hex Socket Countersunk Head Screw, ISO 10642, M5 x 0.8 mm Thread, 10 mm Long, SS | 60 | 1.8
SPEC-621 | O-Ring 34x1.5mm, Black, EPDM | 493 | 197.2
SPEC-623 | Flat Tip Screw, ISO 4026, M3 x0.5 mm Thread , 6 mm Long, SS | 3576 | 423.39
SPEC-624 | Socket Head Screw, ISO 4762, M2x0.4 mm Thread, 6 mm Long, SS | 414 | 33.12
SPEC-625 | O-Ring 1.5x1mm, Black ,EPDM | 2592 | 129.6
SPEC-626 | Hex Drive Flat Head screw, ISO 10642, M4x0.7 mm Thread, 10 mm Long, SS | 84 | 2.26
SPEC-636/DF | PTS-1929.001 [SRF Base 910 Painted] DEFECTUOSO | 7 | 245.63
SPEC-640 | SRF Top Tray | 5 | 188.35
SPEC-641 | SRF Filter Mount | 7 | 39.81
SPEC-642 | SRF Filter Mount Top | 7 | 8.33
SPEC-646 | SRF Radiador tripe Alphacool (spec-646) | 13 | 340.21
SPEC-647 | SRF Ventilador ref. NMB 05015SS-24R-00 (2672958 Farnell) | 25 | 259.45
SPEC-648 | Legris 90 deg 1/4_6mm 31990613 | 116 | 359.25
SPEC-649 | SRF rejilla del ventilador (Finger Guard 50x50) (farnell 2533088) | 6 | 6.61
SPEC-653 | Legris 3181_06_19 Fitting Round Body M5-6mm | 301 | 451.5
SPEC-660 | Advantech -SQF-SHMM2-64G-S9C | 2 | 141.18
SPEC-682 | Conector RJ45 Cat5e hembra Amphenol Industrial serie LTW, de 8/8 vías (RS 7980701) | 39 | 299.32
SPEC-683_c | Leaseir MHR-230-Aesth-b | 9 | 36834.65
SPEC-685_c | QUAD-Aesth-810-b Handpiece | 8 | 30278.63
SPEC-687_c | Dual-Aesth-810-b Handpiece | 5 | 17654.07
SPEC-689 | Harting 09 30 016 0301 Connector Cover Han 16B-HBM-double lever | 231 | 5802.49
SPEC-694 | DUAL-Aesth-810-b Yellow Label | 276 | 62.52
SPEC-695 | QUAD-Aesth-810-b Yellow Label | 362 | 215.88
SPEC-696 | DUAL-Aesth-BLEND-b Yellow Label | 271 | 39.29
SPEC-697 | QUAD-Aesth-BLEND-b Yellow Label | 350 | 149.08
SPEC-7 | Front Mount L | 86 | 78.26
SPEC-70 | CPU Heatsink | 158 | 315.23
SPEC-701 | Dual-b, capillary, chrome coated | 55 | 7198.84
SPEC-701/DF | Dual-b, capillary, chrome coated | 83 | 7510.1
SPEC-703 | Quad-b, capillary | 1 | 42.79
SPEC-705 | Quad-b, capillary, chrome coated | 116 | 8155.71
SPEC-705/DF | Quad-b, capillary, chrome coated | 94 | 8220.3
SPEC-711_c | QUAD-Aesth-Blend-b Handpiece | 1 | 3979.82
SPEC-714 | RJ-45 data transmission connection, 1m ,CAT6, 28AWG | 36 | 39.6
SPEC-715 | RJ 45 Panel Mount Connector , female-female, Cat6 | 33 | 151.47
SPEC-718 | HP Seal Blend | 396 | 1029.6
SPEC-720 | Renata CR-1220-MFR 3V/40mAh Lithium Battery | 139 | 172.36
SPEC-721 | Single-b Window | 61 | 2196
SPEC-724 | Single-b Sleeve | 922 | 248.94
SPEC-725 | Single-b Frame | 123 | 2785.95
SPEC-728_es | Treatment Room Laser Radiation Poster - Spanish version | 10 | 10.1
SPEC-729 | Single-b channels, chrome coated | 128 | 9415.68
SPEC-73 | DUAL 810-b Yellow Label | 27 | 4
SPEC-730 | Single 8x8 Prism | 370 | 14199.44
SPEC-734 | Dual 13,5x14,5 Prism | 187 | 6631.1
SPEC-735 | Quad 25,5x14,5 Prism | 99 | 2776.95
SPEC-736 | Monocrom Laser Diode, 20 bars, 810 nm, 200A, 4000W | 91 | 263900
SPEC-737 | SINGLE-Aesth-810-b Yellow Label | 320 | 55.58
SPEC-738 | Dual Blend 12x14 Prism | 62 | 2852
SPEC-739 | Quad Blend 14x24 Prism | 69 | 3679.08
SPEC-74 | QUAD 810-b Yellow Label | 38 | 5.62
SPEC-740 | Dual-b channels, chrome coated | 32 | 3159.04
SPEC-741 | Quad-b channels, chrome coated | 130 | 10749.7
SPEC-745 | Leaseir SRF Console | 7 | 35493.72
SPEC-746 | Leaseir SRF FC Handpiece | 7 | 2278.57
SPEC-747 | MHR-b Aesth Calibration Port Label | 165 | 14.04
SPEC-748 | Leaseir SRF FS Handpiece | 7 | 1558.47
SPEC-749 | Leaseir SRF BS Handpiece | 7 | 1483.92
SPEC-752/230/Q_c | Cosmetic 230 Console + Quad HP + Caliport in crate | 1 | 8530.88
SPEC-752/230/S_c | Cosmetic 230 Console + Single HP + Caliport in crate | 2 | 13367.41
SPEC-753 | Operator goggles 750-1100 nm O.D7+ | 24 | 606.66
SPEC-755 | Win 10 IoT Ent 2019 LTSC Entry | 115 | 4140.37
SPEC-756 | Molex DuraClick Wire-to-Board Receptable Housing, Single Row, 6 circuits, natural | 322 | 109.48
SPEC-758 | Top Tray Gray Sticker | 124 | 111.6
SPEC-759 | Zip Bag (packing list/documents) | 390 | 35.1
SPEC-762 | 20AWG TS Wire, OD:1.8mm, Color:Red | 200 | 48.2
SPEC-763 | 16A Crimp contact | 100 | 83
SPEC-764 | Plastic Braid OD:5.0mm, Color:Black | 4 | 1.94
SPEC-766 | Thermal adhesive tape (1 pieza = 520 uds) | 1594.08 | 73.3
SPEC-767 | Tangit PVC-U Special Adhesive | 5 | 90
SPEC-768 | INSULATION FOAM TAPE 50mmx3mmx15m (meter a stock por mts) | 130 | 156
SPEC-769 | Gymcol Anaerobic Adhesive | 2 | 72.81
SPEC-771 | Oversized Washer, DIN 9021, M5, 5.3 mm ID, 15 mm OD, SS | 1069 | 21.38
SPEC-772 | CONNECTION STRIP 12 CONTACTS | 212 | 89.63
SPEC-773 | Tesa White duct tape 48mm x50m , 0.18mm thickness | 10 | 139.9
SPEC-774 | CRC Dust Free 360 cleaner,250mL | 11 | 289.45
SPEC-775 | EPDM adhesive sheet 12x12x3mm | 82 | 164
SPEC-776 | IEC Appliance Inlet C20 with Filter | 58 | 874.06
SPEC-777 | Relay, DIN rail, 12VDC, 6A, SPDT | 206 | 1709.8
SPEC-778 | Heat Shrink Tube, OD:2.5mm, Color:Black | 0.92 | 1.1
SPEC-779 | 2.00mm Pitch, Micro-Latch Female Crimp Terminal, Tin (Sn) Plating, 24-30 AWG | 974 | 154.94
SPEC-780 | 12AWG TS Wire, OD:4.6mm, Color:Blue | 298.95 | 176.38
SPEC-781 | 12AWG TS Wire, OD:4.6mm, Color:Red | 290.2 | 171.22
SPEC-782 | Quakertek Aldeba GT-6, Anhydrous Calcium Grease, 4.5 Kg Can | 2 | 120
SPEC-783 | DDR3 SO-DIMM 1600 4GB 512x8 (0~85°C) RAM Memory | 66 | 2536.08
SPEC-785 | Plastic Braid OD:6.0mm, Color:Black | 240.23 | 146.01
SPEC-786 | Heat Shrink Tube Ø1.6mm, -75ºC ~ +150ºC, Color:Black] (R-11) | 1 | 29.54
SPEC-788 | USB 2.0 Cable | 59 | 162.52
SPEC-789 | BackCover screw mount a | 606 | 515.11
SPEC-790 | BackCover screw mount b | 694 | 590.01
SPEC-791 | Heat Shrink Tube, OD: 6.4mm, Color:Black TT0064.NG.C (R-12) | 71 | 44.37
SPEC-792 | 3M Heat Shrink Tubing, 1.5/0.5mm BK , -55<>135°C (rollo de 12m) | 18 | 416.7
SPEC-793 | Hanger base cover | 316 | 404.71
SPEC-794 | Painted Hanger Port Spacer | 252 | 2170.96
SPEC-795 | Flat-tip Screw, DIN 913 , M6 x 1.0 mm Thread, 10 mm Long, SS | 912 | 18.24
SPEC-796 | Cap 1 tube-b | 246 | 445.91
SPEC-796/DF | PTS-2142.001 [Cap 1 tube-b] DEFECTUOSO | 73 | 199.8
SPEC-798 | Cap 4 tubes-b | 260 | 514.34
SPEC-798/DF | PTS-2143.001 [Cap 4 tubes-b] DEFECTUOSO | 110 | 312.29
SPEC-8 | Front Mount R | 87 | 85.02
SPEC-802 | Countersunk Pozidriv head wood screw ,ø3.5, 16 mm long | 2999 | 29.99
SPEC-803 | Legris 3106_03_04, Union 4-3mm tube | 1051 | 4114.67
SPEC-804 | TL-PA4010P Kit, Router 600 Mb/s, AV600 Passthrough Powerline Starter Kit (TP-Link) | 15 | 542.2
SPEC-805 | 18-8 Stainless Steel Cone-Point Set Screw, M6 x 6mm Long, DIN 914 | 1884 | 75.36
SPEC-806 | Molex Connector,1.00mm Pitch, Pico-Lock Receptacle Crimp Housing, Single Row, Positive Lock, 4 Circuits, Black | 21 | 1.91
SPEC-807 | Translucent silicone Flat Seal, OD 46,1mm , ID 32,20 mm | 243 | 225.99
SPEC-808 | 18-8 Stainless Steel Hex Drive Countersunk Head Screw, M4 x 10mm long , DIN 7991 | 2605 | 78.15
SPEC-810 | Loctite 243, single component anaerobic threadlocking glue, 50 mL | 6 | 260.67
SPEC-811 | Allen Wrench 1.5mm | 197 | 157.6
SPEC-812 | Allen Wrench 2.5mm | 82 | 16.79
SPEC-813 | Plastic Zip Bag, 8x12 cm | 201 | 20.1
SPEC-814 | Plastic Zip Bag, 16 x 25 cm | 407 | 40.7
SPEC-815 | Kontakt Chemie PCB cleaner, 400 mL | 21 | 402.57
SPEC-816 | Dual Tip | 96 | 5810.85
SPEC-816/DF | PTS-2154.001 [Dual Tip] DEFECTUOSO | 35 | 2288.06
SPEC-817 | 3M Heat Shrink Tubing, 3/1mm BK , -55<>135°C (rollo de 10m) | 10 | 300
SPEC-818 | Tubo Araldite Adhesive, 5 min, 2x75 ml | 12 | 492
SPEC-819 | 3M Heat Shrink Tubing, 6/2mm BK , -55<>135°C | 4 | 111.12
SPEC-822 | Sontara Multipurpose EC Wipe, Optical paper, 30x38 cm sheets (400 hojas por rollo) | 883 | 154.52
SPEC-823 | Single Tip | 441 | 18830.26
SPEC-823/DF | PTS-2156.001 [Single Tip] DEFECTUOSO | 3 | 126.61
SPEC-826 | Quad Tip | 20 | 1324.58
SPEC-826/DF | PTS-2158.001 [Quad Tip] DEFECTUOSO | 192 | 12567.94
SPEC-827 | MetalWork Automatic Fitting R15 Ø3 coupling M3 | 189 | 925.16
SPEC-828 | UN1299 Novodec Acetone | 6 | 27
SPEC-829 | UHU Plus endfest 2K 90 min | 6 | 144
SPEC-83 | Lasermet AP-32x16 (Laser Aperture) | 226 | 34.54
SPEC-830 | Diode Base | 40 | 562.15
SPEC-832 | Plain Stainless Steel Hex Socket Grub Screw , DIN 916, M5 x 0.8 mm Thread x 12mm Long | 236 | 6.95
SPEC-834 | DUAL-Aesth-810-b Yellow Label - Italy | 160 | 46.23
SPEC-836 | QUAD-Aesth-810-b Yellow Label - Italy | 68 | 17.18
SPEC-837 | QUAD-Aesth-BLEND-b Yellow Label - Italy | 102 | 61.2
SPEC-838 | Single-b, capillary, chrome coated | 89 | 12627.32
SPEC-840 | Single-b, capillary welded | 29 | 2930.21
SPEC-841 | Dual-b, capillary welded | 27 | 3856.94
SPEC-841/DF | Dual-b, capillary welded | 4 | 416
SPEC-842 | Quad-b, capillary welded | 49 | 6647.84
SPEC-842/DF | Quad-b, capillary welded | 108 | 10350.48
SPEC-844 | IEC C19 Power Cord - Brasil | 5 | 51.7
SPEC-845 | MHR Back foam | 44 | 141.42
SPEC-846 | MHR Front foam | 28 | 21.46
SPEC-847 | MHR Side foam | 79 | 603.36
SPEC-848 | MHR L/R U-foam | 33 | 128.7
SPEC-850 | Inox polishing paste | 1 | 22.36
SPEC-851 | SnPb60 FLUX B2.1 2 mm | 9 | 198
SPEC-852 | Welding strip 60% Sn 40% Pb, 1mm 250g | 13 | 356.99
SPEC-854_c | Quad-810-b Laserhead, capillary | 6 | 20106.03
SPEC-855 | Expandable Braided Tin Plated Copper Cable Sleeve, 12.5mm Diameter, 10m Length | 132.65 | 1431.82
SPEC-857_c | DUAL-BLEND-b Laserhead, capillary | 3 | 12181.37
SPEC-858_c | Quad-BLEND-b Laserhead, capillary | 1 | 4077.74
SPEC-859 | SnPb60 FLUX 2.1 0.5 mm, 250g | 5 | 110
SPEC-869 | Polyamide M4 tooth knob BOESTR78104H | 284 | 240.31
SPEC-870 | Male thumbscrew knob, M4x10mm (ASM-2189.001) BOTÓN ESTRIADO COSMETICS | 100 | 90.61
SPEC-871 | Flat Tip Screw, ISO 4026, DIN 913, M4 x 0.7 mm Thread, 10 mm Long, SS | 180 | 10.8
SPEC-872 | 2.5x100mm Cable Tie | 1391 | 13.91
SPEC-873 | Document Briefcase | 321 | 110.69
SPEC-880 | Leaseir MHR Xcell Console Shipping Crate | 24 | 3815.55
SPEC-881 | Push-in fitting Ø4mm x M5, Straight, Cylindrical, Male | 238 | 374.31
SPEC-884 | M3x30 Cheese Slotted Nylon M/Screw | 734 | 219.54
SPEC-886 | Black PVC Cable Grommet for Ø4mm tube, 6.4mm height | 1219 | 75.3
SPEC-891 | Cap for 5x20mm fuse holder | 26 | 48.62
SPEC-892 | Transparent polymer SINTEX MS | 8 | 96
SPEC-893 | TM2S8-C | 337 | 128.06
SPEC-894 | Alcohol for burning/Methanol - 1L | 4 | 14
SPEC-895 | PVC ADHESIVE TAPE - BLACK | 9 | 7.2
SPEC-896 | ADHESIVE TAPE 48mmx45m | 1 | 2.5
SPEC-897 | ADHESIVE TAPE 29mmx45m | 9 | 13.5
SPEC-898 | MINI STRETCH FILM 23 MICRON 100MM X 125M | 9 | 25.2
SPEC-899 | Desoldering Mesh 80-4-5, 2.8mm x 1.5m | 8 | 36.6
SPEC-9 | b Touchscreen support | 41 | 337.02
SPEC-900 | Desoldering Mesh 40-3-10, 2mm x 3m, for lead-free soldering | 11 | 108.14
SPEC-901 | CLEAR DUCT TAPE 48mmx66m | 13 | 25.35
SPEC-903 | Monocrom Laser Diode, 20 bars, 810 nm , 200A, 4000W | 6 | 18600
SPEC-905 | Mosfet source strip | 51 | 91.88
SPEC-906 | Cap Charger Ground Strip | 65 | 123.1
SPEC-907 | PCB Buzzer Board Leaseir MHR Xcell | 28 | 238
SPEC-909 | Monocrom Laser Diode, 20 bars, 808-940-1060nm, 180A, 4000W | 15 | 56220
SPEC-91 | LASER DIODE ENSPSTM038 | 18 | 59850
SPEC-910 | Silicone Thermal Grease, 2W/m·K | 2 | 27.1
SPEC-911 | M3 nylon 6.6 sealing washer | 550 | 43.45
SPEC-914 | Loctite 270, anaerobic threadlocking glue, 50 ml | 14 | 514.5
SPEC-915 | 1/2, 6-32 Binding Head Screw, Steel | 964 | 53.02
SPEC-916 | M3X8mm, F-F Spacer | 550 | 106.33
SPEC-917 | M3x4mm, Pozi Pan Steel Machine Screws DIN 7985 | 1100 | 33.8
SPEC-923 | Umbilical strain relief | 29 | 806.56
SPEC-923/DF | Umbilical strain relief DF | 150 | 3798.25
SPEC-925 | Emergency Stop Label | 107 | 36.89
SPEC-926 | Threaded Insert, Brass, M3 | 819 | 228.06
SPEC-928 | Single-b 2024, capillary, chrome coated | 35 | 2074.27
SPEC-929 | Single-b 2024, window | 57 | 2655.35
SPEC-93 | LASER DIODE ENSPSTM033 | 5 | 16625
SPEC-930 | Frontal_cover_handle PTS-2291.001 | 23 | 2320.01
SPEC-931 | Single-b 2024, sleeve | 982 | 253.33
SPEC-932 | Single-b 2024, frame | 82 | 2482.13
SPEC-933 | Single-b 2024, insulator | 36 | 54
SPEC-935 | Single 10.8x10.8 Prism | 39 | 2063.88
SPEC-937 | MHR-b Umbilical strain relief support | 175 | 1991.5
SPEC-939 | Leaseir SRF FC Handpiece Label | 44 | 3.69
SPEC-94 | Coolant filter - RTF2004 | 71 | 319.5
SPEC-940 | Leaseir SRF FS Handpiece Label | 46 | 4.04
SPEC-941 | Leaseir SRF BS Handpiece Label | 45 | 3.95
SPEC-942 | Leaseir SRF Console Label | 19 | 10.68
SPEC-943 | Single-b 2024, capillary welded | 18 | 1306
SPEC-944 | Monocrom Laser Diode, 10 bars, 808nm, 170A, 2000W | 7 | 12250
Spec-945 | Transistor MOSFET, PolarFET, Canal N, 200 A, 100 V, 0.0075 ohm, 5 V | 835 | 20007.95
SPEC-946 | Special plastic adhesive | 10 | 89.9
SPEC-947 | UN1219 Isopropyl alcohol | 3 | 15
SPEC-948 | Carton box - 24x18x5cm | 150 | 117.61
SPEC-949 | Carton box - 30x24x5cm | 100 | 118.02
SPEC-95 | Capacitor - LNR1H684MSE | 327 | 45219.07
SPEC-95/DF | ASM-0404 [Capacitor - Nichicon LNR1H684MSE] DEFECTUOSO | 2 | 272.88
SPEC-950 | O ring 33x1mm, black, NBR | 892 | 183.5
SPEC-951 | Suction syringe lubricant 200 cc | 4 | 37.6
SPEC-958 | Elastic rope coil length 150 m, diameter 2mm (meter a stock por mts) | 270.5 | 48.62
SPEC-959 | Tensioner, black | 206 | 24.72
SPEC-96 | Molex 43025-0400 | 142 | 38.48
SPEC-960 | Plastic cord terminal (tapanudos) | 1266 | 44.31
SPEC-961 | BOTE LOCTITE SUPER GLUE-3 SIN PINCEL | 5 | 25
SPEC-962 | HARA0501 [HC-300/500 PROBE 8cm] (sonda de temperatura) | 11 | 165
SPEC-965 | 094901 [Hydrating Conductor Spray, 250ml] | 639 | 3890.29
SPEC-966 | Through Hole Resistor, 0.33 ohm | 133 | 73.62
SPEC-967 | Flat Tip Screw, ISO 4026, DIN 913, M4 x 0.7 mm Thread, 16 mm Long, SS | 1000 | 30
SPEC-97 | MHR Handpiece hardcase + Foam | 270 | 17336.86
SPEC-973 | 06900614 [22AWG TS Wire, OD:2.1mm ,Color:Yellow] | 95.08 | 9.98
SPEC-974 | 06900616 [22AWG TS Wire, OD:2.1mm ,Color:Blue] | 800 | 84
SPEC-975 | 06900611 [22AWG TS Wire, OD:2.1mm ,Color:White] | 400 | 42
SPEC-976 | 06900612 [20AWG TS Wire, OD:2.1mm ,Color:Gray] | 77.37 | 8.13
SPEC-977 | 06900617 [22AWG TS Wire, OD:2.1mm ,Color:Brown] | 300 | 31.5
SPEC-978 | 06900610 [20AWG TS Wire, OD:2.1mm ,Color:Black] | 72.06 | 7.57
SPEC-979 | 06900613 [20AWG TS Wire, OD:2.1mm ,Color:Red] | 67.72 | 7.11
SPEC-98 | Power Supply - Vega Lite 750 | 175 | 89925
SPEC-980 | 06900615 [22AWG TS Wire, OD:2.1mm ,Color:Green] | 382.57 | 40.17
SPEC-982 | 02201406 [16AWG TS Wire, OD:2.9mm ,Color:Blue] | 190.075 | 40.86
SPEC-983 | 02201400 [16AWG TS Wire, OD:2.9mm ,Color:Black] | 137 | 24.52
SPEC-984 | 02201403 [16AWG TS Wire, OD:2.9mm ,Color:Red] | 1100 | 196.9
SPEC-985 | 02201506 [14AWG TS Wire, OD:2.9mm ,Color:Blue] | 108.5 | 29.51
SPEC-986 | AHR Base | 9 | 602.37
SPEC-987 | AHR TOP (Electronics support top cover) | 13 | 210.73
SPEC-988 | AHR BACK V1 (Back cover) | 11 | 561.22
SPEC-989 | AHR LTOP (Frontal adjustment bracket ) | 49 | 41.16
SPEC-99/DF | ASM-0278 [Touchscreen Advantech - IDK-1115R-50XGA1] DEFECTUOSO | 4 | 748.44
SPEC-990 | AHR LCHILLER (Chiller adjustment bracket) | 65 | 87.1
SPEC-991 | 1222507 [Fan Cooling Heat Sink, Hollow Fin Device, 0.175 °C/W, 74 mm, 62 mm] | 11 | 1799.71
SPEC-992 | VS-FC420SA10 [Transistor MOSFET, Canal N, 435 A, 100 V, 0.0013 ohm, 10 V, 2.9 V, SOT-227] | 11 | 235.62
SPEC-994 | 902-978 [Thermostat IDNext 902-978] | 13 | 791.83
SPEC-995 | 2022864 [CABLE GLAND V-TEC M16X1,5 GRCL] | 81 | 144.75
SPEC-996 | RTF2016 [AHR coolant filter] | 156 | 310.44
SPEC-997 | 231303 [FEMALE TERM BLOCK PLUG 3POS 5.08MM] | 26 | 48.39
SPEC-998 | 231633 [MALE TERM BLOCK PLUG 3POS 5.08MM] | 4 | 9.73
SPEC-999 | S286A-2 [AHR Keyswitch] | 44 | 281.6
UM-1 | Leaseir MHR Laser System 110 and 230 User Manual (v6_en_Jun 12 2023_English) | 8 | 17.66
UM-10 | Leaseir MHR Laser System 110 and 230 User Manual (Italian) | 2 | 15.99
UM-12 | Leaseir MHR Laser System Hair Removal Protocol (Italian) | 2 | 15.99
UM-22 | Leaseir MHR Laser System 110 and 230 User Manual (French) | 11 | 74.38
UM-24 | Leaseir MHR Laser System Hair Removal Protocol (French) | 7 | 47.33
UM-3 | Leaseir MHR Laser System Brochure (English) | 296 | 592
UM-4 | Leaseir MHR Laser System 110 and 230 User Manual (Spanish) | 10 | 87.29
UM-6 | Leaseir MHR Laser System Hair Removal Protocol (Spanish) | 10 | 87.29
2099330.44

## en vuelo
OF | Status OF | Código Artículo | Descripción Artículo | Fecha de Cierre | Coste Emitido | Coste Recibido | Coste Emitido y no Recibido
202500126 | Liberada | SPEC-685_c | QUAD-Aesth-810-b Handpiece |  | 1751.34 | 0 | 1751.34
202600289 | Liberada | SPEC-664 | Leaseir MHR-DS-Aesth-B Console |  | 16662.71 | 9995.81 | 6666.9
202600521 | Liberada | SPEC-234 | Single HP Calibration Port |  | 775.04 | 697.52 | 77.52
202600674 | Liberada | SPEC-1392 | Leaseir MHR 110 Aesthetic |  | 21465.67 | 12883.11 | 8582.56
202600710 | Liberada | SPEC-1393 | Leaseir MHR 230 Aesthetic |  | 12491.13 | 0 | 12491.13
202600721 | Liberada | SPEC-746 | Leaseir SRF FC Handpiece |  | 745.01 | 350.03 | 394.98
202600722 | Liberada | SPEC-748 | Leaseir SRF FS Handpiece |  | 294.89 | 0 | 294.89
202600723 | Liberada | SPEC-749 | Leaseir SRF BS Handpiece |  | 274.86 | 0 | 274.86
202600774 | Liberada | SPEC-1392 | Leaseir MHR 110 Aesthetic |  | 11919.16 | 0 | 11919.16
202600877 | Liberada | SPEC-226 | Quad HP Calibration Port |  | 4155.14 | 3487.69 | 667.45
202600925 | Liberada | SPEC-701 | Dual-b, capillary, chrome coated |  | 13958 | 0 | 13958
202600926 | Liberada | SPEC-705 | Quad-b, capillary, chrome coated |  | 6979 | 1116.64 | 5862.36
202600927 | Liberada | SPEC-928 | Single-b 2024, capillary, chrome coated |  | 2176.32 | 1088.16 | 1088.16
202600932 | Liberada | SPEC-226 | Quad HP Calibration Port |  | 4171.89 | 0 | 4171.89
202600934 | Liberada | SPEC-234 | Single HP Calibration Port |  | 773.92 | 0 | 773.92
202600936 | Liberada | SPEC-683_c | Leaseir MHR-230-Aesth-b |  | 46609.46 | 20618.15 | 25991.31
202600958 | Liberada | SPEC-232 | Dual HP Calibration Port |  | 3253.07 | 1600.47 | 1652.6
202600959 | Liberada | SPEC-1635 | Polyamide - ELE CAP 80 |  | 675 | 0 | 675
202600960 | Liberada | SPEC-1634 | Polyamide - ELE CAP 50 |  | 550 | 0 | 550
202600961 | Liberada | SPEC-1633 | Polyamide - ELE CAP 30 |  | 425 | 0 | 425
202600966 | Liberada | SPEC-479/230 | LEASEIR MHR LASER SYSTEM 230 CONSOLE |  | 8415.28 | 4274.1 | 4141.18
202600967 | Liberada | SPEC-40 | Painted MHR-b Hanger port mount |  | 1032 | 0 | 1032
202600977 | Liberada | SPEC-683_c | Leaseir MHR-230-Aesth-b |  | 37068.81 | 0 | 37068.81
202600978 | Liberada | SPEC-212_c | Stage 6 MHR Xcell - 230 Console, Final Unpacked |  | 19756.3 | 12346.45 | 7409.85
202600997 | Liberada | SPEC-943 | Single-b 2024, capillary welded |  | 2612 | 1306 | 1306
202600998 | Liberada | SPEC-318 | CA MODULAR IR SENSOR |  | 1912.11 | 0 | 1912.11
202601002 | Liberada | SPEC-745 | Leaseir SRF Console |  | 25414.24 | 0 | 25414.24
202601003 | Liberada | SPEC-746 | Leaseir SRF FC Handpiece |  | 1094.37 | 0 | 1094.37
202601004 | Liberada | SPEC-748 | Leaseir SRF FS Handpiece |  | 830.55 | 0 | 830.55
202601005 | Liberada | SPEC-749 | Leaseir SRF BS Handpiece |  | 747.29 | 0 | 747.29
202601006 | Liberada | SPEC-1508 | ASM-1142 [SRF FS/BS Umbilical] (0.1) |  | 714.93 | 0 | 714.93
202601007 | Liberada | SPEC-1507 | ASM-1137 [SRF FC Umbilical] (0.1) |  | 439.72 | 0 | 439.72
202601008 | Liberada | SPEC-459 | ASM Quad Tip |  | 2607.88 | 1738.58 | 869.3
202601010 | Liberada | SPEC-687_c | Dual-Aesth-810-b Handpiece |  | 21271 | 14180.64 | 7090.36
202601012 | Liberada | SPEC-854_c | Quad-810-b Laserhead, capillary |  | 33534.42 | 16767.2 | 16767.22
202601013 | Liberada | SPEC-853_c | Dual-810-b Laserhead, capillary |  | 31459.55 | 0 | 31459.55
202601015 | Liberada | SPEC-1477 | Single/Dual/Quad MHR sensor |  | 2204.6 | 0 | 2204.6
202601016 | Liberada | SPEC-362 | MHR-b R cover + Hanger |  | 3734.93 | 0 | 3734.93
202601017 | Liberada | SPEC-687_c | Dual-Aesth-810-b Handpiece |  | 3545.17 | 0 | 3545.17
202601023 | Liberada | SPEC-1396 | Leaseir Quad Aesthetic Handpiece |  | 7317.58 | 0 | 7317.58
202601024 | Liberada | SPEC-1632 | R-200 device |  | 5645.04 | 0 | 5645.04
202601026 | Liberada | SPEC-1313 | MHR DS 230V Chiller Cart |  | 2366.74 | 0 | 2366.74
202601037 | Liberada | SPEC-594_c | MHR-b Umbilical Xcell |  | 3366.74 | 0 | 3366.74
264747.31

## proveedores-SPEC
Código Artículo | Nombre Artículo | Código Proveedor | Nombre Proveedor
10017404 | KIT TEXTIL COVER + FOAMS + MECHANICS COOLING 230 + SHIPPING CRATE + FOOT PEDAL | SuSub-32 | INSYTE
10017405 | KIT HARDCASE + ACCESSORIES (NO HP) + MHR HP without Laserhead | SuSub-32 | INSYTE
AF2130019 | Kit Electrical Safety Analyzer M694C +estuche Z700G + Sonda Z745D | SuSub-63 | Electromediciones Kainos
AF2130020 | Medidor de energia Ophir cod. 7Z02785 | SuSub-60 | LASING SA
AF2130020 | Medidor de energia Ophir cod. 7Z02785 | SuSub-63 | Electromediciones Kainos
AF2130021 | Medidor de energia Ophir cod. 7Z02785 | SuSub-60 | LASING SA
AF2130021 | Medidor de energia Ophir cod. 7Z02785 | SuSub-63 | Electromediciones Kainos
AF2130022 | USB JUNO para medidor de energia cód. 7Z01250 | SuSub-60 | LASING SA
AF2130022 | USB JUNO para medidor de energia cód. 7Z01250 | SuSub-63 | Electromediciones Kainos
AF2130023 | USB JUNO para medidor de energia cód. 7Z01250 | SuSub-60 | LASING SA
AF2130023 | USB JUNO para medidor de energia cód. 7Z01250 | SuSub-63 | Electromediciones Kainos
AF2130024 | 6880877 Herramienta de Crimpado 82032000 WC-240 | SuSub-45 | RS AMIDATA SAU
AF2130024 | 6880877 Herramienta de Crimpado 82032000 WC-240 | SuSub-60 | LASING SA
AF2130024 | 6880877 Herramienta de Crimpado 82032000 WC-240 | SuSub-63 | Electromediciones Kainos
AF2130025 | REMACHADORA TUERCAS IERO 8 | SuSub-4 | ALSABE EFECTOS NAVALES E INDUSTRIALES SL
AF2130025 | REMACHADORA TUERCAS IERO 8 | SuSub-60 | LASING SA
AF2130025 | REMACHADORA TUERCAS IERO 8 | SuSub-63 | Electromediciones Kainos
AF2130026 | Osciloscopio, 100 MHz, 500 MS/s per Ch, T3DSO1104 | SuSub-4 | ALSABE EFECTOS NAVALES E INDUSTRIALES SL
AF2130026 | Osciloscopio, 100 MHz, 500 MS/s per Ch, T3DSO1104 | SuSub-45 | RS AMIDATA SAU
AF2130026 | Osciloscopio, 100 MHz, 500 MS/s per Ch, T3DSO1104 | SuSub-60 | LASING SA
AF2130026 | Osciloscopio, 100 MHz, 500 MS/s per Ch, T3DSO1104 | SuSub-63 | Electromediciones Kainos
AF2130027 | Multímetro Fluke 179, 1000V ac/1000V dc, 10A ac/10A dc | SuSub-4 | ALSABE EFECTOS NAVALES E INDUSTRIALES SL
AF2130027 | Multímetro Fluke 179, 1000V ac/1000V dc, 10A ac/10A dc | SuSub-45 | RS AMIDATA SAU
AF2130027 | Multímetro Fluke 179, 1000V ac/1000V dc, 10A ac/10A dc | SuSub-60 | LASING SA
AF2130027 | Multímetro Fluke 179, 1000V ac/1000V dc, 10A ac/10A dc | SuSub-63 | Electromediciones Kainos
AF2130028 | Multimetro de Mano Fluke ENAC | SuSub-4 | ALSABE EFECTOS NAVALES E INDUSTRIALES SL
AF2130028 | Multimetro de Mano Fluke ENAC | SuSub-45 | RS AMIDATA SAU
AF2130028 | Multimetro de Mano Fluke ENAC | SuSub-60 | LASING SA
AF2130028 | Multimetro de Mano Fluke ENAC | SuSub-63 | Electromediciones Kainos
AF2130029 | Crimpadora RS6880877 | SuSub-4 | ALSABE EFECTOS NAVALES E INDUSTRIALES SL
AF2130029 | Crimpadora RS6880877 | SuSub-45 | RS AMIDATA SAU
AF2130029 | Crimpadora RS6880877 | SuSub-60 | LASING SA
AF2130029 | Crimpadora RS6880877 | SuSub-63 | Electromediciones Kainos
CAL-1 | DIELECTRIC STRENGTH CALIBRATION | SuSer-2 | LASING
CAL-1 | DIELECTRIC STRENGTH CALIBRATION | SuSer-41 | TRESCAL IBÉRICA DE CALIBRACIÓN S.L.
CAL-10 | GENERAL CALIBRATION | SuSer-2 | LASING
CAL-10 | GENERAL CALIBRATION | SuSer-41 | TRESCAL IBÉRICA DE CALIBRACIÓN S.L.
CAL-11 | SPECIAL CALIBRATION | SuSer-2 | LASING
CAL-11. | SPECIAL CALIBRATION | SuSer-2 | LASING
CAL-13. | CALIBRACIÓN GONIOMETER HOLEX S/N G02688 | SuSer-2 | LASING
CAL-13. | CALIBRACIÓN GONIOMETER HOLEX S/N G02688 | SuSer-41 | TRESCAL IBÉRICA DE CALIBRACIÓN S.L.
CAL-2 | OPHIR ENERGY METER CALIBRATION | SuSer-2 | LASING
CAL-2. | OPHIR ENERGY METER CALIBRATION | SuSer-2 | LASING
CAL-3 | OPHIR JUNO (INTERFACE) CALIBRATION | SuSer-2 | LASING
CAL-3. | OPHIR JUNO (INTERFACE) CALIBRATION | SuSer-2 | LASING
CAL-4 | MULTIMETER CALIBRATION | SuSer-2 | LASING
CAL-4 | MULTIMETER CALIBRATION | SuSer-41 | TRESCAL IBÉRICA DE CALIBRACIÓN S.L.
CAL-4. | MULTIMETER CALIBRATION | SuSer-2 | LASING
CAL-4. | MULTIMETER CALIBRATION | SuSer-41 | TRESCAL IBÉRICA DE CALIBRACIÓN S.L.
CAL-5 | OSCILLOSCOPE CALIBRATION | SuSer-2 | LASING
CAL-5 | OSCILLOSCOPE CALIBRATION | SuSer-41 | TRESCAL IBÉRICA DE CALIBRACIÓN S.L.
CAL-5. | OSCILLOSCOPE CALIBRATION | SuSer-2 | LASING
CAL-5. | OSCILLOSCOPE CALIBRATION | SuSer-41 | TRESCAL IBÉRICA DE CALIBRACIÓN S.L.
CAL-6 | SAFETY ANALYZER CALIBRATION | SuSer-2 | LASING
CAL-6 | SAFETY ANALYZER CALIBRATION | SuSer-41 | TRESCAL IBÉRICA DE CALIBRACIÓN S.L.
CAL-6. | SAFETY ANALYZER CALIBRATION | SuSer-2 | LASING
CAL-6. | SAFETY ANALYZER CALIBRATION | SuSer-41 | TRESCAL IBÉRICA DE CALIBRACIÓN S.L.
CAL-7 | GONIOMETER CALIBRATION | SuSer-2 | LASING
CAL-7 | GONIOMETER CALIBRATION | SuSer-41 | TRESCAL IBÉRICA DE CALIBRACIÓN S.L.
CAL-8 | DIGITAL CALIPER CALIBRATION | SuSer-2 | LASING
CAL-8 | DIGITAL CALIPER CALIBRATION | SuSer-41 | TRESCAL IBÉRICA DE CALIBRACIÓN S.L.
CAL-8. | DIGITAL CALIPER CALIBRATION | SuSer-2 | LASING
CAL-8. | DIGITAL CALIPER CALIBRATION | SuSer-41 | TRESCAL IBÉRICA DE CALIBRACIÓN S.L.
CAL-9 | FLEXOMETER CALIBRATION | SuSer-2 | LASING
CAL-9 | FLEXOMETER CALIBRATION | SuSer-41 | TRESCAL IBÉRICA DE CALIBRACIÓN S.L.
DO-15 | Leaseir MHR Xcell Clinical Protocol | SuSub-21 | TUKAN SOMOS IMPRESORES SLL
EXTCON-1 | SOFTWARE SUPPORT AND MAINTENANCE | SuSer-32 | SEIDOR TECH
FMAT-1 | SUELO DE RETENCIÓN PARA BIDONES - 150L | SUSUB-75 | INTECO ASTUR
FMAT-10 | ETIQUETA 79,9x33,6 mm, radio 4, 4 agujeros Ø3mm, PP Blanco, Brillo inkjet | SUSUB-74 | CONTROL TÁCTIL
FMAT-11 | ROLLO UNIVERSAL 50x40cm | SUSUB-74 | CONTROL TÁCTIL
FMAT-2 | BANDEJA DE RETENCIÓN - 31L | SUSUB-75 | INTECO ASTUR
FMAT-3 | SEPIOLITA SACO DE 20 KGs | SUSUB-75 | INTECO ASTUR
FMAT-4 | CONTENEDOR PLÁSTICO 120L AMARILLO | SUSUB-75 | INTECO ASTUR
FMAT-5 | CONTENEDOR PLÁSTICO 120L AZUL | SUSUB-75 | INTECO ASTUR
FMAT-6 | CONTENEDOR PLÁSTICO 120L VERDE | SUSUB-75 | INTECO ASTUR
FMAT-7 | ETIQUETA 102,4x162,8 mm, cantos rectos, PP Blanco, Brillo inkjet | SUSUB-74 | CONTROL TÁCTIL
FMAT-8 | ETIQUETA 100,2x28 mm, radio 2, PP Blanco, Brillo inkjet | SUSUB-74 | CONTROL TÁCTIL
FMAT-9 | ETIQUETA 90,3x27x5 mm, cantos rectos, PP Blanco, Brillo inkjet | SUSUB-74 | CONTROL TÁCTIL
IFU-10 | Leaseir MHR Xcell Cosmetic User Manual (Ukranian) | SuSub-21 | TUKAN SOMOS IMPRESORES SLL
IFU-11 | Leaseir MHR Xcell Cosmetic User Manual (Lithuanian) | SuSub-21 | TUKAN SOMOS IMPRESORES SLL
IFU-12 | Leaseir MHR Xcell Cosmetic User Manual (Polish) | SuSub-21 | TUKAN SOMOS IMPRESORES SLL
IFU-13 | Leaseir MHR Xcell Cosmetic User Manual (Italian) | SuSub-21 | TUKAN SOMOS IMPRESORES SLL
IFU-14 | Leaseir MHR Xcell User Manual (Portuguese) | SuSub-21 | TUKAN SOMOS IMPRESORES SLL
IFU-15 | Leaseir MHR Xcell Cosmetic Usage Protocol (German) | SuSub-21 | TUKAN SOMOS IMPRESORES SLL
IFU-16 | Leaseir MHR Xcell Cosmetic Usage Protocol (English) | SuSub-21 | TUKAN SOMOS IMPRESORES SLL
IFU-17 | Leaseir MHR Xcell Usage Protocol (English) | SuSub-21 | TUKAN SOMOS IMPRESORES SLL
IFU-18 | Leaseir MHR Xcell Usage Protocol (Spanish) | SuSub-21 | TUKAN SOMOS IMPRESORES SLL
IFU-2_en | Leaseir MHR Xcell User Manual | SuSub-21 | TUKAN SOMOS IMPRESORES SLL
IFU-2_es | Leaseir MHR Xcell User Manual | SuSub-21 | TUKAN SOMOS IMPRESORES SLL
IFU-20 | Leaseir MHR Xcell Cosmetic Usage Protocol (Italian) | SuSub-21 | TUKAN SOMOS IMPRESORES SLL
IFU-21 | Leaseir MHR Xcell Protocolo de Uso (Portuguese) | SuSub-21 | TUKAN SOMOS IMPRESORES SLL
IFU-22 | Leaseir MHR Xcell User Manual (CE/EU) | SuSub-21 | TUKAN SOMOS IMPRESORES SLL
IFU-23 | Leaseir MHR Xcell Usage Protocol (CE/EU) | SuSub-21 | TUKAN SOMOS IMPRESORES SLL
IFU-24 | Leaseir MHR Xcell Usage Protocol (French) | SuSub-21 | TUKAN SOMOS IMPRESORES SLL
IFU-25 | Leaseir MHR Xcell Cosmetic Usage Protocol (Dutch Version) | SuSub-21 | TUKAN SOMOS IMPRESORES SLL
IFU-26 | Leaseir MHR Xcell Cosmetic User Manual (Dutch Version) | SuSub-21 | TUKAN SOMOS IMPRESORES SLL
IFU-27 | Leaseir MHR Xcell Cosmetic Usage Protocol (French) | SuSub-21 | TUKAN SOMOS IMPRESORES SLL
IFU-29 | PROTOCOLO ESPAÑOL SRF | SuSub-21 | TUKAN SOMOS IMPRESORES SLL
IFU-3_en | Leaseir MHR Xcell Cosmetic User Manual (English) | SuSub-21 | TUKAN SOMOS IMPRESORES SLL
IFU-3_es | Leaseir MHR Xcell Cosmetic User Manual - Spanish version | SuSub-21 | TUKAN SOMOS IMPRESORES SLL
IFU-32 | PROTOCOLO INGLÉS SRF | SuSub-21 | TUKAN SOMOS IMPRESORES SLL
IFU-33 | Leaseir MHR Xcell (CE) Usage Protocol - English version | SuSub-21 | TUKAN SOMOS IMPRESORES SLL
IFU-4_en | Leaseir MHR Xcell Cosmetic Usage Protocol - English version | SuSub-21 | TUKAN SOMOS IMPRESORES SLL
IFU-4_es | Leaseir MHR Xcell Cosmetic Usage Protocol (Spanish) | SuSub-21 | TUKAN SOMOS IMPRESORES SLL
IFU-43 | Leaseir MHR Xcell User Manual (CE/EU) (Spanish) | SuSub-21 | TUKAN SOMOS IMPRESORES SLL
IFU-44 | Leaseir MHR Xcell User Manual (CE/EU) (Polish) | SuSub-21 | TUKAN SOMOS IMPRESORES SLL
IFU-46 | Leaseir MHR Xcell User Manual (CE/EU) (German) | SuSub-21 | TUKAN SOMOS IMPRESORES SLL
IFU-47 | Leaseir MHR Xcell User Manual (CE/EU) (Greek) | SuSub-21 | TUKAN SOMOS IMPRESORES SLL
IFU-48 | Leaseir MHR Xcell User Manual (CE/EU) (Portuguese) | SuSub-21 | TUKAN SOMOS IMPRESORES SLL
IFU-49 | Leaseir MHR Xcell User Manual (CE/EU) (Italian) | SuSub-21 | TUKAN SOMOS IMPRESORES SLL
IFU-50 | Leaseir MHR Xcell User Manual (CE/EU) (Turkish) | SuSub-21 | TUKAN SOMOS IMPRESORES SLL
IFU-51 | Leaseir MHR Xcell User Manual (CE/EU) (Bulgarian) | SuSub-21 | TUKAN SOMOS IMPRESORES SLL
IFU-6 | Leaseir MHR Xcell Cosmetic Manual de Usuario (Spanish) | SuSub-21 | TUKAN SOMOS IMPRESORES SLL
IFU-7 | Leaseir MHR Xcell Cosmetic User Manual (Bulgarian) | SuSub-21 | TUKAN SOMOS IMPRESORES SLL
IFU-8 | Leaseir MHR Xcell Cosmetic User Manual (French) | SuSub-21 | TUKAN SOMOS IMPRESORES SLL
IFU-9 | Leaseir MHR Xcell Cosmetic User Manual (German) | SuSub-21 | TUKAN SOMOS IMPRESORES SLL
MAQ-0001 | APILADOR HANGCHA CDD12 | ACR00037 | JOFEME S.A
MAT-1 | Wire label | SuSub-21 | TUKAN SOMOS IMPRESORES SLL
MAT-14 | Loftware NiceLabel Designer 10 | SuSub-69 | ARES SOLUCIONES DE IDENTIFICACIÓN S.A.
MAT-15 | Testo software comsoft | SuSer-3 | Instrumentación y Sevicios de Calibración, S.L. (ISCAL)
MEQ-1 | OPHIR ENERGY METER | SuSub-63 | Electromediciones Kainos
MEQ-2 | OPHIR JUNO (INTERFACE) | SuSub-63 | Electromediciones Kainos
OTH-1 | SHIPPING AND IMPORT COSTS | SuSer-2 | LASING
OTH-1. | SHIPPING AND IMPORT COSTS | SuSer-2 | LASING
OTH-3 | REGULARIZACION | SuSer-2 | LASING
PM-2 | Leaseir MHR Xcell Brochure (EN) | SuSub-21 | TUKAN SOMOS IMPRESORES SLL
PM-6 | Leaseir MHR Xcell Cosmetic Brochure (Portuguese) | SuSub-21 | TUKAN SOMOS IMPRESORES SLL
PM-8 | Leaseir MHR Xcell Brochure (German) | SuSub-21 | TUKAN SOMOS IMPRESORES SLL
PM-9 | Leaseir MHR Xcell (CE) Brochure | SuSub-21 | TUKAN SOMOS IMPRESORES SLL
SPEC-1 | MHR-b Top Tray | SuSub-13 | LASER GALICIA S.L.
SPEC-10 | MHR-b PS Enclosure | SuSub-13 | LASER GALICIA S.L.
SPEC-100 | Wheel | SuSub-27 | TENTE RUEDAS SA
SPEC-100/DF | ASM-1564 [Tente - 5947 UAP 100 P30-11 RAL7001] DEFECTUOSO | SuSub-27 | TENTE RUEDAS SA
SPEC-1000 | CARCASA FRONTAL AHR | SuSub-103 | CN MOULDING (SU-LML)
SPEC-1001 | CARCASA SUPERIOR AHR | SuSub-103 | CN MOULDING (SU-LML)
SPEC-1002 | 1028 [DC Plug, 2.1x5.5mm] | SuSub-108 | ELECTRONIC GRUP (SU-LML)
SPEC-1003 | MARCO ORDENADOR (AHR) | SuSub-47 | SCULPTEO
SPEC-1005 | PLACA BAHÍA AHR (90x70x10mm) | SuSub-104 | COPLASNOR (SU-LML)
SPEC-1006 | PLACA BAHÍA AHR (90x70x05mm) | SuSub-104 | COPLASNOR (SU-LML)
SPEC-1007 | REJILLA DE RESPIRACIÓN AHR 300x350x10mm | SuSub-104 | COPLASNOR (SU-LML)
SPEC-1008 | 3136218 [Un-Filtered IEC Power Entry Module, IEC C14, 10A, 250 VAC, 2-Pole Switch] | SuSub-31 | FARNELL
SPEC-1008 | 3136218 [Un-Filtered IEC Power Entry Module, IEC C14, 10A, 250 VAC, 2-Pole Switch] | SuSub-45 | RS AMIDATA SAU
SPEC-1009 | PES-D18NO30D-P [Bahía M18 photo sensor] | SuSub-31 | FARNELL
SPEC-1010 | PLACA RUEDAS POLIETILENO AHR 430x395x20mm | SuSub-104 | COPLASNOR (SU-LML)
SPEC-1011 | 00770444 [Caster wheel, 5947UAP100P30-11 9002/3000/7015 2.0, white] | SuSub-27 | TENTE RUEDAS SA
SPEC-1011/DF | 00770444 [Caster wheel, 5947UAP100P30-11 9002/3000/7015 2.0, white] DEFECTUOSO | SuSub-27 | TENTE RUEDAS SA
SPEC-1012 | AHR Shipping crate | SuSub-10 | ENCAJA EMBALAJES DE MADERA S.L.
SPEC-1013 | AHR side protection foam, 640x350x10mm | SuSub-36 | ESPUMAENCASA LASTRAS, S.L.
SPEC-1014 | AHR top protection foam, 350x200x30mm | SuSub-36 | ESPUMAENCASA LASTRAS, S.L.
SPEC-1015 | AHR 220V Mains power cord 19.08.1018-50 | SuSub-45 | RS AMIDATA SAU
SPEC-1016 | AHR Welcome pack box | SuSub-43 | RAJAPACK SA
SPEC-1017 | switch foot - pedal redondo, wire 1,5mts | SuSub-99 | WENZHOU BINGO (SU-LML)
SPEC-1018 | 831-3102 [AHR FEMALE TERM BLOCK PLUG 2POS 7.62MM] | SuSub-45 | RS AMIDATA SAU
SPEC-1019 | 831-3202 [AHR MALE TERM BLOCK PLUG 2POS 7.62MM] | SuSub-45 | RS AMIDATA SAU
SPEC-102 | Black Nylon Snap Rivet, 4mm - 255-9992 | SuSub-45 | RS AMIDATA SAU
SPEC-1020 | 14778631 [Umbilical metal bracket, tube 25mm] | SuSub-4 | ALSABE EFECTOS NAVALES E INDUSTRIALES SL
SPEC-1021 | AHR COMPUTER LEVI HUMAN MACHINE INTERFACE | SuSub-109 | WECON TECHNOLOGY (SU-LML)
SPEC-1022 | MSP-100-12 [AC/DC CONVERTER 12V 102W] | SuSub-45 | RS AMIDATA SAU
SPEC-1023 | MSP-100-24 [AC/DC CONVERTER 24V 108W] | SuSub-45 | RS AMIDATA SAU
SPEC-1024 | MSP-100-48 [AC/DC CONVERTER 48V 106W] | SuSub-45 | RS AMIDATA SAU
SPEC-1025 | HR HANGER CONSOLE SIDE (SOPORTE PISTOLA ALUMIDE AHR) | SuSub-47 | SCULPTEO
SPEC-1026 | 231-310/026-000 [FEMALE TERM BLOCK PLUG 10POS 5.08MM] | SuSub-31 | FARNELL
SPEC-1026 | 231-310/026-000 [FEMALE TERM BLOCK PLUG 10POS 5.08MM] | SuSub-45 | RS AMIDATA SAU
SPEC-1027 | HANGER PLUG AHR (SOPORTE PISTOLA AHR) (se entrega a Typi) | SuSub-47 | SCULPTEO
SPEC-1028 | VS-40HF20 [DIODE STANDARD 200V 40A DO203AB] | SuSub-31 | FARNELL
SPEC-1029 | 511099200563 [AHR RTAP cable 2+8x0.18mm² white, 100m roll] | SUSUB-78 | LUX GIJON
SPEC-1030 | 74270090 [Ferrite Ring Axial Ferrite Bead] | SuSub-45 | RS AMIDATA SAU
SPEC-1031 | 74271132 [Openable Ferrite Sleeve, 36.3 x 24.2 x 19.7mm] | SuSub-45 | RS AMIDATA SAU
SPEC-1032 | 7427151 [Openable Ferrite Sleeve with key, 40 x 20 x 30mm] | SuSub-45 | RS AMIDATA SAU
SPEC-1033 | 74272722 [Openable Ferrite Sleeve, 28 x 31 x 35.1mm] | SuSub-45 | RS AMIDATA SAU
SPEC-1034 | 7427013 [Ferrite Ring Toroid Core] | SuSub-45 | RS AMIDATA SAU
SPEC-1035 | AHR Textil cover | SuSub-16 | EQUALTIA CENTRO ESP. EMPLEO
SPEC-1036 | 3772 [2.0mm DC POWER JACK] | SuSub-108 | ELECTRONIC GRUP (SU-LML)
SPEC-1037 | 8388395 [CE Splice Connector, Insulated 12-10 AWG, 2.5-6 mm²] | SuSub-45 | RS AMIDATA SAU
SPEC-1038 | 31160400 [Union 4-4mm] | SuSub-6 | COMERCIAL BECANI S.L.
SPEC-1039 | 2L31002 [Metalworks - 2L31002 - Push in fitting RL31 Ø 4 1/8] | SuSub-6 | COMERCIAL BECANI S.L.
SPEC-104 | Water pump | SuSub-18 | IWAKI EUROPE GMBH
SPEC-104/DF | PTS-0011 [Water Pump - IWAKI - MDG R2R V 24H] DEFECTUOSO | SuSub-18 | IWAKI EUROPE GMBH
SPEC-1040 | 3107 04 00 [Fitting EQUAL CROSS 4mm] | SuSub-6 | COMERCIAL BECANI S.L.
SPEC-1041 | 3140 04 00 [Fitting Y tube 4mm] | SuSub-6 | COMERCIAL BECANI S.L.
SPEC-1042 | 3199 08 13 [Fitting 90º G 1/4''-8mm] | SuSub-6 | COMERCIAL BECANI S.L.
SPEC-1043 | 09 14 006 0303 [x2 Hinged Frame 6B (A-B)] | SuSub-6 | COMERCIAL BECANI S.L.
SPEC-1044 | [X2 Locking lever] 09000005222 | SuSub-6 | COMERCIAL BECANI S.L.
SPEC-1045 | Front Cover Blind | SuSub-29 | DONGGUAN ZHUOHANG LTD
SPEC-1046 | 1012673 [Alphacool Cape Corp Coolplex Pro 10LT reservoir] | SuSub-107 | AQUATUNING (SU-LML)
SPEC-1047 | PTS-1305 [SRF Filter Cover] | SuSub-107 | AQUATUNING (SU-LML)
SPEC-1047 | PTS-1305 [SRF Filter Cover] | SuSub-65 | China Synergy Group
SPEC-1048 | BD-07 [Boden BD-07 Micro Piston pump] | SuSub-101 | BODENFLO (SU-LML)
SPEC-1049 | 3116670 [SRF Vacuum filter, 1/8"" cpl] | SuSub-4 | ALSABE EFECTOS NAVALES E INDUSTRIALES SL
SPEC-105 | Fitting 90degree Ø 6 1/8 | SuSub-6 | COMERCIAL BECANI S.L.
SPEC-1050 | 1882162 [DIN Rail, 50mm x 35mm x 7.5mm] | SuSub-45 | RS AMIDATA SAU
SPEC-1051 | 09 14 000 6252 [Pneumatic female contact 3mm] | SuSub-6 | COMERCIAL BECANI S.L.
SPEC-1052 | PTS-0248 [Umbilical HP FIT BS] | SuSub-29 | DONGGUAN ZHUOHANG LTD
SPEC-1053 | PTS-0247 [SRF HP FC Coupling] | SuSub-29 | DONGGUAN ZHUOHANG LTD
SPEC-1053 | PTS-0247 [SRF HP FC Coupling] | SuSub-45 | RS AMIDATA SAU
SPEC-1054 | 09 14 006 0313 [x2 Hinged Frame 6B (a-b)] | SuSub-45 | RS AMIDATA SAU
SPEC-1055 | QUICK START GUIDE MHR | SuSub-21 | TUKAN SOMOS IMPRESORES SLL
SPEC-1056 | LSR0952X0006 [MHR-a PCBA CONTROL BOARD] | SUSUB-71 | ELECTRONICA Y COMUNICACIONES NOROESTE S.L.
SPEC-1057 | MHR-a PCB Lambda Relay | SuSub-70 | Eurocircuits (SU-LML)
SPEC-1058 | 005.13.051 [M-F Spacer, M3x5x11, steel] | SuSub-4 | ALSABE EFECTOS NAVALES E INDUSTRIALES SL
SPEC-1059 | MP008074 [SCREW, CHEESE HEAD SLOTTED, M3, 12MM] | SuSub-4 | ALSABE EFECTOS NAVALES E INDUSTRIALES SL
SPEC-106 | Silentblock - 107083 | SuSub-25 | ROALDO TECNICAS DE FIJACIÓN
SPEC-1060 | 0218008.HXP [Fuse, Cartridge, 8 A, 250 V, 5mm x 20mm] | SuSub-31 | FARNELL
SPEC-1061 | S4BBB [Audio Connector, 3 Contacts, Jack, 6.35mm, PCB Mount, Nickel Plated Contacts] | SuSub-31 | FARNELL
SPEC-1062 | 2.5x135mm Cable Tie | SuSub-4 | ALSABE EFECTOS NAVALES E INDUSTRIALES SL
SPEC-1063 | 09 14 000 6353 [Connector Contact, Pneumatic, Out Dia 3mm, Pin, Crimp, Brass] | SuSub-45 | RS AMIDATA SAU
SPEC-1064 | 1025U06R08 [Legris clear tube, OD:6mm, ID:4mm] | SuSub-6 | COMERCIAL BECANI S.L.
SPEC-1065 | 1025U06R08 [Legris clear tube, OD:8mm, ID:5.5mm] | SuSub-6 | COMERCIAL BECANI S.L.
SPEC-1066 | ELE CAP 80 (0.1) | SUSUB-77 | TALLERES BLAMEN
SPEC-1067 | 3106 04 08 [Fitting Union 4-8 mm] | SuSub-6 | COMERCIAL BECANI S.L.
SPEC-1068 | 8195 [PCB Terminal, Brass, 1.57 mm, Tin] | SuSub-31 | FARNELL
SPEC-1068 | 8195 [PCB Terminal, Brass, 1.57 mm, Tin] | SuSub-41 | MOUSER ELECTRONICS INCORPORATED
SPEC-1069 | PTS-1209 [DS AC CHILLER X BASE 1] | SuSub-13 | LASER GALICIA S.L.
SPEC-1069 | PTS-1209 [DS AC CHILLER X BASE 1] | SuSub-29 | DONGGUAN ZHUOHANG LTD
SPEC-107 | RAM Memory - AQD-SD3L2GN16-SQ1 | SuSub-2 | Advantech Europe B.V.
SPEC-1070 | PTS-1204 [DS AC CHILLER X BASE 2] | SuSub-13 | LASER GALICIA S.L.
SPEC-1070 | PTS-1204 [DS AC CHILLER X BASE 2] | SuSub-29 | DONGGUAN ZHUOHANG LTD
SPEC-1071 | PTS-1195 [DS AC CHILLER TOP TRAY] | SuSub-29 | DONGGUAN ZHUOHANG LTD
SPEC-1072 | PTS-1198 [DS AC CHILLER TOP COVER] | SuSub-13 | LASER GALICIA S.L.
SPEC-1072 | PTS-1198 [DS AC CHILLER TOP COVER] | SuSub-29 | DONGGUAN ZHUOHANG LTD
SPEC-1073 | [DS DEEP SCREW-ON FLUSH HANDLE, BLACK] | SuSub-11 | ESSENTRA COMPONENTS S.L.U.
SPEC-1074 | PTS-1283 [EBM DS CHILLER MOUNT] | SuSub-13 | LASER GALICIA S.L.
SPEC-1075 | PTS-1202 [DS AC CHILLER X BASE SPACER SQUARED] | SuSub-13 | LASER GALICIA S.L.
SPEC-1075 | PTS-1202 [DS AC CHILLER X BASE SPACER SQUARED] | SuSub-29 | DONGGUAN ZHUOHANG LTD
SPEC-1076 | PTS-1193 [DS AC CHILLER PVC MOUNT] | SuSub-29 | DONGGUAN ZHUOHANG LTD
SPEC-1077 | PTS-1192 [DS AC CHILLER COVER BASE] | SuSub-13 | LASER GALICIA S.L.
SPEC-1077 | PTS-1192 [DS AC CHILLER COVER BASE] | SuSub-29 | DONGGUAN ZHUOHANG LTD
SPEC-1078 | PTS-1200 [DS AC CHILLER COVER BACK] | SuSub-13 | LASER GALICIA S.L.
SPEC-1078 | PTS-1200 [DS AC CHILLER COVER BACK] | SuSub-29 | DONGGUAN ZHUOHANG LTD
SPEC-1079 | W2E142-BB01-01 [DS Axial fan,172x150x38mm] | SuSub-45 | RS AMIDATA SAU
SPEC-108 | Connector x4 Hinged Frame - 09 14 016 0303 | SuSub-26 | ZHEIJANG SMICO ELEC POW EQ CO
SPEC-108 | Connector x4 Hinged Frame - 09 14 016 0303 | SuSub-31 | FARNELL
SPEC-108 | Connector x4 Hinged Frame - 09 14 016 0303 | SuSub-55 | LEASEIR MEDICAL LIGHT
SPEC-108/DF | PTS-0431 [Connector x4 Hinged Frame - Harting 09 14 016 0303] DEFECTUOSO | SuSub-45 | RS AMIDATA SAU
SPEC-1080 | 303-91-166 [Steel Finger Guard for 172mm Fan] | SuSub-45 | RS AMIDATA SAU
SPEC-1081 | PTS-0632 [DS SERIAL COVER] | SuSub-61 | TRANSGLASS
SPEC-1082 | DS DATA LABEL | SuSub-21 | TUKAN SOMOS IMPRESORES SLL
SPEC-1083 | DS SMALL VINYL | SuSub-39 | KAOS PUBLICIDAD
SPEC-1084 | 300-13-153 [DPST, On-Off Rocker Switch Panel Mount] | SuSub-45 | RS AMIDATA SAU
SPEC-1086 | PTS-1032 [DS FRONT COVER MOUNT R] | SuSub-13 | LASER GALICIA S.L.
SPEC-1087 | PTS-1037 [DS FRONT COVER MOUNT L] | SuSub-13 | LASER GALICIA S.L.
SPEC-1088 | PTS-1031 [DS MAIN MOUNT] | SuSub-13 | LASER GALICIA S.L.
SPEC-1089 | PTS-0232 [DS SCREEN MOUNT] | SuSub-13 | LASER GALICIA S.L.
SPEC-109 | Pneumatic x3 body - 09 14 003 4501 | SuSub-31 | FARNELL
SPEC-109 | Pneumatic x3 body - 09 14 003 4501 | SuSub-45 | RS AMIDATA SAU
SPEC-109 | Pneumatic x3 body - 09 14 003 4501 | SuSub-55 | LEASEIR MEDICAL LIGHT
SPEC-1090 | PTS-0184 [DS POLE] | SuSub-13 | LASER GALICIA S.L.
SPEC-1090 | PTS-0184 [DS POLE] | SuSub-29 | DONGGUAN ZHUOHANG LTD
SPEC-1091 | PTS-0182 [DS TOP TRAY] | SuSub-13 | LASER GALICIA S.L.
SPEC-1092 | PTS-1277 [DS PS MOUNT] | SuSub-13 | LASER GALICIA S.L.
SPEC-1093 | PTS-0899 [DS COPPER STRIP] | SuSub-13 | LASER GALICIA S.L.
SPEC-1094 | PTS-0340 [DS CONNECTOR BOX] | SuSub-13 | LASER GALICIA S.L.
SPEC-1094 | PTS-0340 [DS CONNECTOR BOX] | SuSub-29 | DONGGUAN ZHUOHANG LTD
SPEC-1095 | PTS-1217 [DS-B PUMP MOUNT] | SuSub-13 | LASER GALICIA S.L.
SPEC-1096 | PTS-1218 [MHR DS-B INSULATOR SPACER] | SuSub-13 | LASER GALICIA S.L.
SPEC-1096 | PTS-1218 [MHR DS-B INSULATOR SPACER] | SuSub-29 | DONGGUAN ZHUOHANG LTD
SPEC-1097 | PTS-1279 [DS-B INSULATOR] | SuSub-13 | LASER GALICIA S.L.
SPEC-1097 | PTS-1279 [DS-B INSULATOR] | SuSub-29 | DONGGUAN ZHUOHANG LTD
SPEC-1098 | TDEX6015/TH12G [DS Heatsink fan, 0.5K/W, 60 x 60 x 47mm] | SuSub-45 | RS AMIDATA SAU
SPEC-1099 | 43020-0400 [Micro-Fit 3.0 Male Connector Housing, 3mm Pitch, 4 Way, 2 Row] | SuSub-45 | RS AMIDATA SAU
SPEC-110 | Pneumatic contact female 4 mm - 09 14 000 6258 | SuSub-45 | RS AMIDATA SAU
SPEC-1100 | PTS-1199 [DS AC CHILLER COVER FRONT] | SuSub-13 | LASER GALICIA S.L.
SPEC-1101 | PTS-1203 [DS AC CHILLER X BASE SPACER DISC] | SuSub-13 | LASER GALICIA S.L.
SPEC-1102 | PET8BK50MR [Sleeving, Braided, 12 mm, PE (Polyester), Black, 50 m] | SuSub-31 | FARNELL
SPEC-1103 | HSR-3000 9/3 [3M Heat Shrink Tubing, 9/3mm BK , -55<>135°C] | SuSub-4 | ALSABE EFECTOS NAVALES E INDUSTRIALES SL
SPEC-1104 | HSR-3000 18/6 [3M Heat Shrink Tubing, 18/6mm BK , -55<>135°C] | SuSub-4 | ALSABE EFECTOS NAVALES E INDUSTRIALES SL
SPEC-1105 | SVH-41T-P1.1 [Female Crimp Terminal, 20AWG Min, 16AWG Max] | SuSub-45 | RS AMIDATA SAU
SPEC-1106 | VHR-2N [Female Connector Housing, 3.96mm Pitch, 2 Way, 1 Row] | SuSub-45 | RS AMIDATA SAU
SPEC-1107 | 43030-0001 [Micro-Fit 3.0 Series Female Crimp Terminal, 24AWG Min, 20AWG Max] (mismo que SPEC-1263) | SuSub-45 | RS AMIDATA SAU
SPEC-1108 | 43025-0600 [Micro-Fit 3.0 Receptacle Connector Housing, 3mm Pitch, 6 Way, 2 Row] | SuSub-45 | RS AMIDATA SAU
SPEC-1109 | 126250 [CRM SYNERGIES Welding strip, 60% Sn 40% Pb, 1mm, 100GRMS] | SuSub-4 | ALSABE EFECTOS NAVALES E INDUSTRIALES SL
SPEC-111 | Pneumatic female contact 3mm - 09 14 000 6257 | SuSub-26 | ZHEIJANG SMICO ELEC POW EQ CO
SPEC-111 | Pneumatic female contact 3mm - 09 14 000 6257 | SuSub-31 | FARNELL
SPEC-111 | Pneumatic female contact 3mm - 09 14 000 6257 | SuSub-45 | RS AMIDATA SAU
SPEC-111 | Pneumatic female contact 3mm - 09 14 000 6257 | SuSub-55 | LEASEIR MEDICAL LIGHT
SPEC-111 | Pneumatic female contact 3mm - 09 14 000 6257 | SUSUB-72 | ELECTRONICA EDIMAR
SPEC-1110 | 93805A256 [Threaded Rod, DIN 976, M4 x 0.7 mm Thread Size, 16 mm Long, SS] | SuSub-4 | ALSABE EFECTOS NAVALES E INDUSTRIALES SL
SPEC-1111 | 74270091 [Ferrite Core, Cylindrical, 386 ohm, 12.7 mm Length, 9.5 mm ID, 17.5 mm OD] | SuSub-31 | FARNELL
SPEC-1112 | RT314012 [Relay, Power PCB Relay RT1 Series, Power, Non Latching, SPDT] | SuSub-31 | FARNELL
SPEC-1113 | M20-9992046 [Pin Header, Board-to-Board, 2.54 mm, 1 Rows, 20 Contacts] | SuSub-31 | FARNELL
SPEC-1114 | PTS-1178 [SRF Generator Heatsink] | SuSub-13 | LASER GALICIA S.L.
SPEC-1114 | PTS-1178 [SRF Generator Heatsink] | SuSub-29 | DONGGUAN ZHUOHANG LTD
SPEC-1115 | PTS-1681 [SRF BS Tip] | SuSub-65 | China Synergy Group
SPEC-1116 | PTS-1162 [SRF BS Tip Back] | SuSub-29 | DONGGUAN ZHUOHANG LTD
SPEC-1117 | PTS-1161.001 [SRF BS RF Mount] | SuSub-106 | PCB WAY (SU-LML)
SPEC-1117 | PTS-1161.001 [SRF BS RF Mount] | SuSub-29 | DONGGUAN ZHUOHANG LTD
SPEC-1117/DF | PTS-1161 [SRF BS RF Mount] DEFECTUOSO | SuSub-106 | PCB WAY (SU-LML)
SPEC-1118 | PTS-1182 [SFR Generator heatsink mount] | SuSub-13 | LASER GALICIA S.L.
SPEC-1118 | PTS-1182 [SFR Generator heatsink mount] | SuSub-29 | DONGGUAN ZHUOHANG LTD
SPEC-1119 | KPEG242 [Transducer, Buzzer, Continuous, 70 dB, 4.1 kHz, Through Hole] | SuSub-31 | FARNELL
SPEC-112 | Harting 09140022602 | SuSub-45 | RS AMIDATA SAU
SPEC-1120 | PRJ_501-1-50135_C1 [Generador PCB] | SuSub-112 | DIGITAL CORE (SU-LML)
SPEC-1120/DF | PRJ_501-1-50135_C1 [Generador PCB] DEFECTUOSO | SuSub-112 | DIGITAL CORE (SU-LML)
SPEC-1121 | PTS-1927 [SRF BS Cover] | SuSub-65 | China Synergy Group
SPEC-1122 | 196-5541 [Nitrile Rubber O-Ring, 8mm Bore, 11.2mm Outer Diameter] | SuSub-44 | ROEIRASA
SPEC-1122 | 196-5541 [Nitrile Rubber O-Ring, 8mm Bore, 11.2mm Outer Diameter] | SuSub-45 | RS AMIDATA SAU
SPEC-1123 | 196-5396 [Nitrile Rubber O-Ring, 8mm Bore, 10mm Outer Diameter] | SuSub-44 | ROEIRASA
SPEC-1124 | PTS-1164 [SRF BS applied] | SuSub-29 | DONGGUAN ZHUOHANG LTD
SPEC-1125 | PTS-0258 [SRF FC Body] | SuSub-47 | SCULPTEO
SPEC-1126 | PTS-0267 [SRF FC Wedge] | SuSub-29 | DONGGUAN ZHUOHANG LTD
SPEC-1127 | PTS-1170.001 [SRF FS tip mount] | SuSub-106 | PCB WAY (SU-LML)
SPEC-1127 | PTS-1170.001 [SRF FS tip mount] | SuSub-29 | DONGGUAN ZHUOHANG LTD
SPEC-1127/DF | PTS-1170 [SRF FS tip mount] DEFECTUOSO | SuSub-106 | PCB WAY (SU-LML)
SPEC-1127/DF | PTS-1170 [SRF FS tip mount] DEFECTUOSO | SuSub-29 | DONGGUAN ZHUOHANG LTD
SPEC-1128 | PTS-1687 [SRF FS tip] | SuSub-65 | China Synergy Group
SPEC-1129 | 2212S-20SG-85 [PCB Receptacle, Board-to-Board, 2.54 mm, 1 Rows, 20 Contacts] | SuSub-31 | FARNELL
SPEC-1130 | 490-1317 [Peltier Module, 17.9W, 3.9A, 7.6V, 30 x 15mm] | SuSub-45 | RS AMIDATA SAU
SPEC-1131 | PTS-0244 [SRF FC applied] | SuSub-29 | DONGGUAN ZHUOHANG LTD
SPEC-1132 | 255-6373 [FKM O Ring, 59mm Bore, 62mm Outer Diameter] | SuSub-45 | RS AMIDATA SAU
SPEC-1133 | 21KBTF06DPXGR [DS CHILLER FEMALE RECTUS FITTING, RED, Tube ID 6mm] | SuSub-6 | COMERCIAL BECANI S.L.
SPEC-1134 | 21SBTF06DPXR [DS CHILLER MALE RECTUS FITTING, RED, Tube ID 6mm] | SuSub-6 | COMERCIAL BECANI S.L.
SPEC-1135 | 21SBTF06DPXB [DS CHILLER MALE RECTUS FITTING, BLUE, Tube ID 6mm] | SuSub-6 | COMERCIAL BECANI S.L.
SPEC-1136 | 21SBTF06DPXGB [DS CHILLER FEMALE RECTUS FITTING, BLUE, Tube ID 6mm] | SuSub-6 | COMERCIAL BECANI S.L.
SPEC-1137 | PTS-1222 [SRF Gen Plate] | SuSub-13 | LASER GALICIA S.L.
SPEC-1138 | PTS-1287 [SRF FC spacer cover] (blanca) | SuSub-65 | China Synergy Group
SPEC-1138-b | PTS-1287 [SRF FC spacer cover] (transparente) | SuSub-65 | China Synergy Group
SPEC-1139 | MHR BLENDED HAIR REMOVAL PROTOCOL | SuSub-21 | TUKAN SOMOS IMPRESORES SLL
SPEC-1140 | MHR BLENDED HAIR REMOVAL BROCHURE (ENGLISH) | SuSub-110 | FOTOMECANICA PRINCIPADO (SU-LML)
SPEC-1141 | DS HIGH POWER DIODE LASER BROCHURE (ENGLISH) | SuSub-110 | FOTOMECANICA PRINCIPADO (SU-LML)
SPEC-1142 | DS HIGH POWER DIODE LASER BROCHURE (PORTUGUESE) | SuSub-110 | FOTOMECANICA PRINCIPADO (SU-LML)
SPEC-1143 | DS HIGH POWER DIODE LASER BROCHURE (SPANISH) | SuSub-110 | FOTOMECANICA PRINCIPADO (SU-LML)
SPEC-1144 | MHR HIGH POWER DIODE LASER BROCHURE (SPANISH) | SuSub-110 | FOTOMECANICA PRINCIPADO (SU-LML)
SPEC-1145 | MHR HIGH POWER DIODE LASER BROCHURE (FRENCH) | SuSub-110 | FOTOMECANICA PRINCIPADO (SU-LML)
SPEC-1146 | MHR HIGH POWER DIODE LASER BROCHURE (ITALIAN) | SuSub-110 | FOTOMECANICA PRINCIPADO (SU-LML)
SPEC-1147 | MHR/DS QR LABEL | SuSub-21 | TUKAN SOMOS IMPRESORES SLL
SPEC-1148 | AHR QR LABEL | SuSub-21 | TUKAN SOMOS IMPRESORES SLL
SPEC-1149 | MHR 110 BACK COVER LABEL | SuSub-21 | TUKAN SOMOS IMPRESORES SLL
SPEC-115 | SSD - SQF-SHMM2-32G-S9C | SuSub-2 | Advantech Europe B.V.
SPEC-1150 | MHR 230 BACK COVER LABEL | SuSub-21 | TUKAN SOMOS IMPRESORES SLL
SPEC-1151 | AHR 110 BACK COVER LABEL | SuSub-21 | TUKAN SOMOS IMPRESORES SLL
SPEC-1152 | AHR 230 BACK COVER LABEL | SuSub-21 | TUKAN SOMOS IMPRESORES SLL
SPEC-1153 | QUAD HANDPIECE MHR LABEL | SuSub-21 | TUKAN SOMOS IMPRESORES SLL
SPEC-1154 | DUAL HANDPIECE MHR LABEL | SuSub-21 | TUKAN SOMOS IMPRESORES SLL
SPEC-1155 | SINGLE HANDPIECE MHR LABEL | SuSub-21 | TUKAN SOMOS IMPRESORES SLL
SPEC-1156 | 3D LEASEIR RESIN LOGO STICKER | SuSub-21 | TUKAN SOMOS IMPRESORES SLL
SPEC-1157 | LEASEIR LOGO LABEL | SuSub-21 | TUKAN SOMOS IMPRESORES SLL
SPEC-1158 | MHR-DS Caliport cover | SuSub-29 | DONGGUAN ZHUOHANG LTD
SPEC-1159 | 255-6365 [FKM O-Ring O-Ring, 48mm Bore, 52mm Outer Diameter] | SuSub-45 | RS AMIDATA SAU
SPEC-116 | MIO-2263E-S3A1E | SuSub-2 | Advantech Europe B.V.
SPEC-1160 | MHR HIGH POWER DIODE LASER BROCHURE (ENGLISH) | SuSub-110 | FOTOMECANICA PRINCIPADO (SU-LML)
SPEC-1161 | LSR0952X0009 [PCBA Cap Charger LML] | SUSUB-71 | ELECTRONICA Y COMUNICACIONES NOROESTE S.L.
SPEC-1162 | 4,8x280mm cable tie | SuSub-4 | ALSABE EFECTOS NAVALES E INDUSTRIALES SL
SPEC-1163 | AHR Handpiece covers + hanger clip (2 carcasas + mecanizado Typi + soporte) (código duplicado, el correcto es el SPEC-1436) | SuSub-23 | TECN Y PROY DE INGENIERÍA SL
SPEC-1164 | MHR HAIR REMOVAL PROTOCOL (SPANISH) | SuSub-21 | TUKAN SOMOS IMPRESORES SLL
SPEC-1165 | TT0095.NG.C [Heat Shrink Tube, OD: 9.5mm, Color:Black] | SuSub-4 | ALSABE EFECTOS NAVALES E INDUSTRIALES SL
SPEC-1165 | TT0095.NG.C [Heat Shrink Tube, OD: 9.5mm, Color:Black] | SUSUB-78 | LUX GIJON
SPEC-1166 | R6-32X1/4 [Recessed Phillips Head Screw, 6-32, 6.35mm length, SS] | SuSub-4 | ALSABE EFECTOS NAVALES E INDUSTRIALES SL
SPEC-1167 | TT0127.NG.C [Heat Shrink Tube, OD: 12.7mm, Color:Black] (por cajas) | SuSub-4 | ALSABE EFECTOS NAVALES E INDUSTRIALES SL
SPEC-1168 | 2518193 [2.54mm 4 Way 1 Row Straight PCB Socket Strip] | SuSub-4 | ALSABE EFECTOS NAVALES E INDUSTRIALES SL
SPEC-1169 | 221-4891 [1.5m Desoldering Braid, Width 1.5mm] | SuSub-4 | ALSABE EFECTOS NAVALES E INDUSTRIALES SL
SPEC-1169 | 221-4891 [1.5m Desoldering Braid, Width 1.5mm] | SuSub-45 | RS AMIDATA SAU
SPEC-117 | HP sticker plate | SuSub-13 | LASER GALICIA S.L.
SPEC-1170 | MHR QUICK START GUIDE WITH PEDAL (SPANISH) | SuSub-21 | TUKAN SOMOS IMPRESORES SLL
SPEC-1171 | MHR QUICK START GUIDE WITHOUT PEDAL (SPANISH) | SuSub-21 | TUKAN SOMOS IMPRESORES SLL
SPEC-1172 | WHITE CELLULOSE PAPER ROLL | SuSub-4 | ALSABE EFECTOS NAVALES E INDUSTRIALES SL
SPEC-1173 | LSR0952X0026 [MANHATTAN PCB MODULE] | SUSUB-71 | ELECTRONICA Y COMUNICACIONES NOROESTE S.L.
SPEC-1174 | 510207 [Araldite adhesive, 5 min, 2x15mL] | SuSub-4 | ALSABE EFECTOS NAVALES E INDUSTRIALES SL
SPEC-1175 | NURAL 10 [REPAIR PUTTY BAR, 110grs] | SuSub-4 | ALSABE EFECTOS NAVALES E INDUSTRIALES SL
SPEC-1176 | SILVER KING LIQUID METAL COMPOUND | SuSub-4 | ALSABE EFECTOS NAVALES E INDUSTRIALES SL
SPEC-1177 | 1N5819 [40V 1A, Schottky Diode, 2-Pin DO-204AL] | SuSub-45 | RS AMIDATA SAU
SPEC-1178 | TT0048.NG.C [Heat Shrink Tube, OD: 4.8mm, Color:Black] | SuSub-4 | ALSABE EFECTOS NAVALES E INDUSTRIALES SL
SPEC-1179 | MHR HIGH POWER DIODE LASER BROCHURE (PORTUGUESE) | SuSub-110 | FOTOMECANICA PRINCIPADO (SU-LML)
SPEC-118 | Stage 1 MHR Xcell - 230 | SuSub-16 | EQUALTIA CENTRO ESP. EMPLEO
SPEC-1180 | MHR HIGH POWER DIODE LASER BROCHURE (FRENCH) | SuSub-110 | FOTOMECANICA PRINCIPADO (SU-LML)
SPEC-1181 | MHR BLEND HIGH POWER DIODE LASER BROCHURE (SPANISH) | SuSub-110 | FOTOMECANICA PRINCIPADO (SU-LML)
SPEC-1182 | MHR QUICK START GUIDE WITH PEDAL (ENGLISH) | SuSub-21 | TUKAN SOMOS IMPRESORES SLL
SPEC-1183 | SRF BROCHURE - FOLLETO SRF PLATAFORMA INTEGRAL CELULITE E REMODELAÇAO (PORTUGUÉS) | SuSub-21 | TUKAN SOMOS IMPRESORES SLL
SPEC-1184 | 181-2016 [Expandable Braided Nickel Plated Copper Cable Sleeve, 12.5mm Diameter, 100m Length] | SuSub-45 | RS AMIDATA SAU
SPEC-1185 | LSR0952X0022 [MHR-A PBA MAIN BOARD] | SUSUB-71 | ELECTRONICA Y COMUNICACIONES NOROESTE S.L.
SPEC-1186 | 200277-1104 [Female PCB Connector Housing, 2.5mm Pitch, 1 Row] | SuSub-45 | RS AMIDATA SAU
SPEC-1187 | 201447-2400 [Male Crimp Terminal, 22AWG Min, 20AWG Max] | SuSub-45 | RS AMIDATA SAU
SPEC-1188 | LSR0952X0020 [MHR-a PCBA HAND PIECE BUFFER] | SUSUB-71 | ELECTRONICA Y COMUNICACIONES NOROESTE S.L.
SPEC-1189 | DOUBLE-SIDED TAPE ROLL (12.7x3m) | SuSub-4 | ALSABE EFECTOS NAVALES E INDUSTRIALES SL
SPEC-119 | Fitting straight M5 to 6mm - 3181 04 19 | SuSub-6 | COMERCIAL BECANI S.L.
SPEC-1190 | 43020-0201 [Micro-Fit 3.0 Male Connector Housing, 3mm Pitch, 2 Way, 2 Row] | SuSub-45 | RS AMIDATA SAU
SPEC-1191 | Pedal guard | SuSub-18 | IWAKI EUROPE GMBH
SPEC-1191 | Pedal guard | SuSub-38 | IRIS SPA ACCESORIOS DE HIDROMASAJE S.L.
SPEC-1192 | WIR-0108.001 [CA Power Supply] MAINS | SuSub-7 | BMA TECHNOLOGIES LTD
SPEC-1193 | WIR-0109.001 [CA 12V POWER RAIL] | SuSub-7 | BMA TECHNOLOGIES LTD
SPEC-1194 | WIR-00005 [CA 24V POWER SUPPLY] | SuSub-7 | BMA TECHNOLOGIES LTD
SPEC-1195 | WIR-0111.001 [CA HMI and Thermostat 12V POWER SUPPLY] | SuSub-7 | BMA TECHNOLOGIES LTD
SPEC-1196 | WIR-0112 [CA LASER HEAD POWER] | SuSub-7 | BMA TECHNOLOGIES LTD
SPEC-1197 | WIR-0102.001 [CA EMI Filter and Safety Interlocks] | SuSub-7 | BMA TECHNOLOGIES LTD
SPEC-1198 | WIR-0113.001 [CA Footswitch Harness] | SuSub-7 | BMA TECHNOLOGIES LTD
SPEC-1199 | WIR-0110.001 [CA Power Supply POWER OUTPUT] | SuSub-7 | BMA TECHNOLOGIES LTD
SPEC-120 | Locknut, ISO 10511, M6 x 1.0 mm Thread, 6 mm High | SuSub-4 | ALSABE EFECTOS NAVALES E INDUSTRIALES SL
SPEC-1200 | WIR-0105 [CA RS232 Harness] | SuSub-7 | BMA TECHNOLOGIES LTD
SPEC-1201 | WIR-0115.001 [CA Safety Switch Harness] | SuSub-7 | BMA TECHNOLOGIES LTD
SPEC-1202 | 43045-0412 [Micro-Fit 3.0 PCB Header, 4 Contact(s), 3.0mm Pitch, 2 Row(s), Shrouded] | SuSub-45 | RS AMIDATA SAU
SPEC-1203 | PTS-0936 [DS-b back Cover] | SuSub-23 | TECN Y PROY DE INGENIERÍA SL
SPEC-1204 | 1750129010 [Battery 3V/210 mAh with WIRE ASS´YCR2032M1S8-LF] | SuSub-41 | MOUSER ELECTRONICS INCORPORATED
SPEC-1205 | 122-4441 [Plain Stainless Steel Coach Bolt, M10 x 90mm, DIN 603] | SuSub-4 | ALSABE EFECTOS NAVALES E INDUSTRIALES SL
SPEC-1206 | 5130.0201 [16 IEC Appliance Inlet C20 with Filter] | SuSub-41 | MOUSER ELECTRONICS INCORPORATED
SPEC-1207 | PTS-0541 [MHR DS FOAM BASE BLIND] | SuSub-36 | ESPUMAENCASA LASTRAS, S.L.
SPEC-1208 | PTS-0543 [MHR DS FOAM BASE CUT] | SuSub-36 | ESPUMAENCASA LASTRAS, S.L.
SPEC-1209 | PTS-0542 [MHR DS FOAM TOP] | SuSub-36 | ESPUMAENCASA LASTRAS, S.L.
SPEC-121 | Hex countersunk head screw, ISO 10642 M6 x 1 mm Thread, 25 mm Long | SuSub-4 | ALSABE EFECTOS NAVALES E INDUSTRIALES SL
SPEC-1210 | PTS-0544 [MHR DS FOAM WEDGE] | SuSub-36 | ESPUMAENCASA LASTRAS, S.L.
SPEC-1211 | 43045-0400 [Micro-Fit 3.0 Series Right Angle PCB Header, 4 Contact(s), 3.0mm Pitch, 2 Row(s), Shrouded] | SuSub-45 | RS AMIDATA SAU
SPEC-1212 | PTS-0628 [DS QUICK CON COVER] | SuSub-13 | LASER GALICIA S.L.
SPEC-1213 | 30417854 [Black, Self-Colour Steel Hex Socket Button Screw, ISO 7380, M3 x 5mm] | SuSub-4 | ALSABE EFECTOS NAVALES E INDUSTRIALES SL
SPEC-1214 | PLACA PCB GATILLO (placa verde pequeña) | SuSub-70 | Eurocircuits (SU-LML)
SPEC-1214 | PLACA PCB GATILLO (placa verde pequeña) | SUSUB-71 | ELECTRONICA Y COMUNICACIONES NOROESTE S.L.
SPEC-1215 | 50394-8051 [Milli-Grid Female Crimp Terminal, 30AWG Min, 24AWG Max] | SuSub-45 | RS AMIDATA SAU
SPEC-1216 | 51110-1050 [Milli-Grid Female Connector Housing, 2mm Pitch, 10 Way, 2 Row] | SuSub-45 | RS AMIDATA SAU
SPEC-1217 | PETBK10B10 [Sleeving, Expandable, Braided, PE (Polyester), Black, 10 mm, 10 m, 32.8 ft] | SuSub-31 | FARNELL
SPEC-1218 | 3180 08 00 [Y Tube-to-Tube Adaptor, Push In 8 mm] | SuSub-6 | COMERCIAL BECANI S.L.
SPEC-1219 | 107271 [FLAT RUBBER PEDAL] | SuSub-31 | FARNELL
SPEC-122 | Molex 43025-0200 Connector | SuSub-31 | FARNELL
SPEC-122 | Molex 43025-0200 Connector | SuSub-41 | MOUSER ELECTRONICS INCORPORATED
SPEC-1220 | AD592CNZ [Temperature Sensor IC, Analogue, 0.5°C, -25 °C, 105 °C, TO-92, 3 Pins] | SuSub-45 | RS AMIDATA SAU
SPEC-1221 | 186-4090 [WD?40 SPECIALIST Fast-Acting Penetrating Lubricant, 400 ml aerosol] | SuSub-45 | RS AMIDATA SAU
SPEC-1222 | BVH-21T-P1.1 [Female Crimp Terminal, 22AWG Min, 18AWG Max] | SuSub-45 | RS AMIDATA SAU
SPEC-1223 | 46991-4004 [Mini-Fit Capable Header, Right-Angle, Dual Row, 4 Circuits, without Mounting Peg, Tin (Sn) Over Nickel (Ni) Plating] | SuSub-45 | RS AMIDATA SAU
SPEC-1224 | LATIGUILLO DE RJ45 PARA ROUTER DE 5M | SUSUB-78 | LUX GIJON
SPEC-1225 | PTS-0647 [MHR-DS FRONT COVER] | SuSub-9 | ENRIQUE AGUILAR
SPEC-1226 | RSCB31ES [Adhesive closure bubble bag 18x30cm] | SuSub-43 | RAJAPACK SA
SPEC-1227 | 0624000220 [DIN338 HSS STEEL DRILL BIT 2.2MM] | SuSub-4 | ALSABE EFECTOS NAVALES E INDUSTRIALES SL
SPEC-1228 | AHR SHIPPING CRATE BASE | SuSub-10 | ENCAJA EMBALAJES DE MADERA S.L.
SPEC-1229 | AHR SHIPPING CRATE FRONT COVER | SuSub-10 | ENCAJA EMBALAJES DE MADERA S.L.
SPEC-123 | Locknut, ISO 10511 - M5 x 0.8 mm Thread, 5 mm High | SuSub-4 | ALSABE EFECTOS NAVALES E INDUSTRIALES SL
SPEC-1230 | BOX OF NITRILE GLOVES SIZE 6 | SuSub-4 | ALSABE EFECTOS NAVALES E INDUSTRIALES SL
SPEC-1231 | BOX OF NITRILE GLOVES SIZE 7 | SuSub-4 | ALSABE EFECTOS NAVALES E INDUSTRIALES SL
SPEC-1232 | BOX OF NITRILE GLOVES SIZE 8 | SuSub-4 | ALSABE EFECTOS NAVALES E INDUSTRIALES SL
SPEC-1233 | BOX OF NITRILE GLOVES SIZE 9 | SuSub-4 | ALSABE EFECTOS NAVALES E INDUSTRIALES SL
SPEC-1234 | 91292A121 [ISO 4762 M4 x 0.7 mm Thread, 20 mm Long] | SuSub-4 | ALSABE EFECTOS NAVALES E INDUSTRIALES SL
SPEC-1235 | BLACK PALLET WRAPPING FILM ROLL | SuSub-4 | ALSABE EFECTOS NAVALES E INDUSTRIALES SL
SPEC-1236 | PTS-2356 [SRF Back Cover - Hartings back] | SuSub-23 | TECN Y PROY DE INGENIERÍA SL
SPEC-1237 | 09140006152 [Pneumatic contact male 3,0 mm] | SuSub-6 | COMERCIAL BECANI S.L.
SPEC-1238 | 30391042 [Butt Splice Connector, Blue, Insulated, Tin 16-14 AWG] | SuSub-45 | RS AMIDATA SAU
SPEC-1239 | 19519703 [2 mm Allen key] | SuSub-4 | ALSABE EFECTOS NAVALES E INDUSTRIALES SL
SPEC-124 | Hex countersunk head screw, ISO 10642 M5 x 0.8 mm Thread, 16 mm Long | SuSub-4 | ALSABE EFECTOS NAVALES E INDUSTRIALES SL
SPEC-1240 | 31060400 [Fitting union 4-4mm] | SuSub-6 | COMERCIAL BECANI S.L.
SPEC-1241 | 406190124000 [PCB Mount Power Relay, 12V dc Coil, 16A Switching Current, SPDT] | SuSub-45 | RS AMIDATA SAU
SPEC-1242 | 503765-0098 [Pico-Lock Female Crimp Terminal, 30AWG Min, 28AWG Max] | SuSub-45 | RS AMIDATA SAU
SPEC-1243 | PP002425 [Cable, UL1571, PVC, Negro, 28 AWG, 7 x 0.127mm, 1000 ft] | SUSUB-78 | LUX GIJON
SPEC-1244 | 51110-1450 [Milli-Grid Female Connector Housing, 2mm Pitch, 14 Way, 2 Row] | SuSub-45 | RS AMIDATA SAU
SPEC-1245 | 91292A192 [ISO 4762 M5 x 0.8 mm Thread, 30 mm Long] | SuSub-4 | ALSABE EFECTOS NAVALES E INDUSTRIALES SL
SPEC-1246 | 91292A125 [ISO 4762 M5 x 0.8 mm Thread, 12 mm Long] | SuSub-4 | ALSABE EFECTOS NAVALES E INDUSTRIALES SL
SPEC-1247 | HSR-3000 24/8 [3M Heat Shrink Tubing, 24/8mm BK , -55<>135°C] | SuSub-4 | ALSABE EFECTOS NAVALES E INDUSTRIALES SL
SPEC-1248 | CR2032 [CMOS 3V BATTERY] | SuSub-31 | FARNELL
SPEC-1248 | CR2032 [CMOS 3V BATTERY] | SuSub-4 | ALSABE EFECTOS NAVALES E INDUSTRIALES SL
SPEC-1248 | CR2032 [CMOS 3V BATTERY] | SuSub-45 | RS AMIDATA SAU
SPEC-1249 | AHR guía de inicio | SuSub-21 | TUKAN SOMOS IMPRESORES SLL
SPEC-125 | Hex countersunk head screw, ISO 10642 M6 x 1 mm Thread, 45 mm Long | SuSub-4 | ALSABE EFECTOS NAVALES E INDUSTRIALES SL
SPEC-1250 | QUICK GUIDE AHR | SuSub-21 | TUKAN SOMOS IMPRESORES SLL
SPEC-1251 | QT-8 [ Grey Elastomer 888mm Cable Grommet] (Pasamuros Icotek) | SuSub-45 | RS AMIDATA SAU
SPEC-1252 | 608-2RSL [ Single Row Deep Groove Ball Bearing- Both Sides Sealed 8mm I.D, 22mm O.D] | SuSub-4 | ALSABE EFECTOS NAVALES E INDUSTRIALES SL
SPEC-1253 | 1712591 [M4 Anti Vibration Mount, Male to Female Bobbin, 5.5kg Compression Load] | SuSub-45 | RS AMIDATA SAU
SPEC-1254 | 550011023 [Inner Circlip I-23, DIN 472] | SuSub-4 | ALSABE EFECTOS NAVALES E INDUSTRIALES SL
SPEC-1255 | 91292A149 [[ISO 4762 M8 x 1.25 mm Thread, 30 mm Long]] | SuSub-4 | ALSABE EFECTOS NAVALES E INDUSTRIALES SL
SPEC-1256 | C01200200880M [SRF BS Pogopin Spring, OD:3.05mm, 22.35mm free length] | SuSub-111 | MUELLES INDUSTRIALES (SU-LML)
SPEC-1257 | C01200180620M [SRF FS Pogopin Spring, OD:3.05mm, 15.75mm free length] | SuSub-111 | MUELLES INDUSTRIALES (SU-LML)
SPEC-1258 | PTS-1185 [SRF Gen Base] | SuSub-13 | LASER GALICIA S.L.
SPEC-1259 | PTS-2242 [SRF Air pump base] | SuSub-13 | LASER GALICIA S.L.
SPEC-126 | Washer, DIN 9021, M6 6.6 mm ID, 22 mm OD | SuSub-4 | ALSABE EFECTOS NAVALES E INDUSTRIALES SL
SPEC-1260 | 913-1049 [Jack Connector 6.35 mm Panel Mount Stereo Socket, 3Pole 5A] | SuSub-45 | RS AMIDATA SAU
SPEC-1261 | MONOCROM LASER DIODE ENSPSTM027 | SuSub-3 | MONOCROM S.L
SPEC-1262 | CRGH1206J100K [ CRGH 100k?, 1206 (3216M) Thick Film SMD Resistor ±5% 0.5W] | SuSub-45 | RS AMIDATA SAU
SPEC-1263 | 43030-0007 [Micro-Fit 3.0 Female Crimp Terminal, 24AWG Min, 20AWG Max] (mismo que SPEC-1107) | SuSub-45 | RS AMIDATA SAU
SPEC-1264 | PFX530 [Fixed rubber foot, diameter 19 mm, screws M5 x 30 mm] | SuSub-115 | Amazon (SU-LML)
SPEC-1265 | -OBS-DS QR LABEL | SuSub-21 | TUKAN SOMOS IMPRESORES SLL
SPEC-1267 | 97467A693 [M8 x 1.25 Rivet Nut 18-8 SS] | SuSub-4 | ALSABE EFECTOS NAVALES E INDUSTRIALES SL
SPEC-1268 | PTS-0701 [MHR-DS PLATFORM HP HANGER PORT] | SuSub-47 | SCULPTEO
SPEC-1269 | PTS-1274 [SRF Connector x2 cover with rods] | SuSub-29 | DONGGUAN ZHUOHANG LTD
SPEC-127 | Locknut, ISO 10511 - M4 x 0.7 mm Thread, 5 mm High | SuSub-4 | ALSABE EFECTOS NAVALES E INDUSTRIALES SL
SPEC-1270 | 3158 04 19 [Pneumatic push-fit fitting, A push-fit, 4 mm, B M5 x 0.8 male] | SuSub-6 | COMERCIAL BECANI S.L.
SPEC-1271 | [92125A196 Hex Drive Flat Head screw, ISO 10642, M4x0.7 mm Thread, 18 mm Long, SS] | SuSub-4 | ALSABE EFECTOS NAVALES E INDUSTRIALES SL
SPEC-1272 | 1817 00 10 [Cylindrical BSP female thread bushing G1/8, 19 mm] | SuSub-45 | RS AMIDATA SAU
SPEC-1273 | 3102 06 08 [Pneumatic fitting, Snap-fit, 6-8 mm] | SuSub-45 | RS AMIDATA SAU
SPEC-1274 | 91292A123 [Socket Head Screw, M3 x 0.5 mm Thread, 20 mm Long, SS] | SuSub-4 | ALSABE EFECTOS NAVALES E INDUSTRIALES SL
SPEC-1275 | T28X190 [Motedis post 28x190, M8 threaded] | SuSub-24 | MOTEDIS SLU
SPEC-1276 | 09 14 006 0361 [Han hinged frame plus, for 2 modules A-B] | SuSub-6 | COMERCIAL BECANI S.L.
SPEC-1277 | 159-1478 [Nitrile Rubber O-ring, Ø 1.6 mm x 8.5 m] | SuSub-44 | ROEIRASA
SPEC-1278 | 176-2279 [pneumatic silencer, brass, 12 bar, threaded, male G 1/8] | SuSub-6 | COMERCIAL BECANI S.L.
SPEC-1279 | VDW250-5G-2-01F-Q [Solenoid Valve, 3 port(s) , NO/NC, 24 V dc, 1/8in] | SuSub-45 | RS AMIDATA SAU
SPEC-128 | Hex countersunk head screw, ISO 10642 - M4 x 0.7 mm Thread, 20 mm Long | SuSub-4 | ALSABE EFECTOS NAVALES E INDUSTRIALES SL
SPEC-1280 | ASM-1655 [SRF PCB PS] | SUSUB-71 | ELECTRONICA Y COMUNICACIONES NOROESTE S.L.
SPEC-1281 | 91292A129 [Socket Head Screw, ISO 4762 M5 x 0.8 mm Thread, 25 mm Long, SS] | SuSub-4 | ALSABE EFECTOS NAVALES E INDUSTRIALES SL
SPEC-1282 | 93805A259 [Threaded Rod, DIN 976, M4 x 0.7 mm Thread Size, 20 mm Long, SS] | SuSub-4 | ALSABE EFECTOS NAVALES E INDUSTRIALES SL
SPEC-1283 | 93805A259 [Threaded Rod, DIN 976, M8 x 1.25 mm Thread Size, 40 mm Long, SS] | SuSub-4 | ALSABE EFECTOS NAVALES E INDUSTRIALES SL
SPEC-1284 | PTS-2249 [SRF Gen Mount] | SuSub-13 | LASER GALICIA S.L.
SPEC-1285 | PTS-2309 [SRF Gen Box Top] | SuSub-13 | LASER GALICIA S.L.
SPEC-1286 | PTS-2328 [Umbilical guide fastener] | SuSub-97 | NIRES (Ad3dtech S.L.)
SPEC-1287 | PTS-0242 [SRF Hanger Port R] | SuSub-97 | NIRES (Ad3dtech S.L.)
SPEC-1288 | PTS-2329 [SRF Support Adapter_logo] | SuSub-97 | NIRES (Ad3dtech S.L.)
SPEC-1289 | PTS-2332 [HP SRF Support] (cisne) | SuSub-97 | NIRES (Ad3dtech S.L.)
SPEC-129 | Socket head cap screw, ISO 4762 M5 x 0.8 mm Thread, 20 mm Long | SuSub-4 | ALSABE EFECTOS NAVALES E INDUSTRIALES SL
SPEC-1290 | HTSB-M3-15-5-2 [Standoff, M3 Thread, 15mm Body, Brass, Male/Female] | SuSub-11 | ESSENTRA COMPONENTS S.L.U.
SPEC-1291 | 15719 [Alphacool Cape Corp Coolplex HF Metal 25 LT- Chrome reservoir] | SuSub-107 | AQUATUNING (SU-LML)
SPEC-1292 | PRJ_501-1-50110_C1 [SRF Control PCB] | SUSUB-71 | ELECTRONICA Y COMUNICACIONES NOROESTE S.L.
SPEC-1293 | PRJ_501-1-50114_B1 [SRF RF PCB] | SUSUB-71 | ELECTRONICA Y COMUNICACIONES NOROESTE S.L.
SPEC-1294 | PTS-1703 [SRF Fuse plate] | SuSub-21 | TUKAN SOMOS IMPRESORES SLL
SPEC-1295 | PTS-0263 [SRF umbilical ferrule] | SuSub-29 | DONGGUAN ZHUOHANG LTD
SPEC-1296 | PTS-1169 [FS Tip back] | SuSub-29 | DONGGUAN ZHUOHANG LTD
SPEC-1297 | PTS-2257 [SRF FS Spring holder] | SuSub-106 | PCB WAY (SU-LML)
SPEC-1297 | PTS-2257 [SRF FS Spring holder] | SuSub-29 | DONGGUAN ZHUOHANG LTD
SPEC-1297/DF | PTS-2257 [SRF FS Spring holder] DEFECTUOSO | SuSub-106 | PCB WAY (SU-LML)
SPEC-1297/DF | PTS-2257 [SRF FS Spring holder] DEFECTUOSO | SuSub-29 | DONGGUAN ZHUOHANG LTD
SPEC-1298 | PTS-1167 [FS applied cylinder] | SuSub-29 | DONGGUAN ZHUOHANG LTD
SPEC-1299 | PTS-1937 [FS Applier copper] | SuSub-29 | DONGGUAN ZHUOHANG LTD
SPEC-130 | Rivet nut, M4 x 0.70, 18-8 SS | SuSub-4 | ALSABE EFECTOS NAVALES E INDUSTRIALES SL
SPEC-1300 | PTS-2252.001 [SRF BS Spring holder] | SuSub-106 | PCB WAY (SU-LML)
SPEC-1300 | PTS-2252.001 [SRF BS Spring holder] | SuSub-29 | DONGGUAN ZHUOHANG LTD
SPEC-1301 | PTS-0260 [SRF Umbillical Cover] | SuSub-29 | DONGGUAN ZHUOHANG LTD
SPEC-1302 | PTS-1090 [SRF Switch Holder] | SuSub-47 | SCULPTEO
SPEC-1303 | PTS-1984 [SRF BS Electrode clip x2] | SuSub-47 | SCULPTEO
SPEC-1308 | PTS-0261 [SRF Con Label Cover] | SuSub-61 | TRANSGLASS
SPEC-131 | Locknut, ISO 10511 M10 x 1.5 mm Thread, 10 mm High | SuSub-4 | ALSABE EFECTOS NAVALES E INDUSTRIALES SL
SPEC-1314 | PTS-1086 [SRF Hanger Pocket Blind] | SuSub-47 | SCULPTEO
SPEC-1315 | 123-1876 [Wera L Shape Metric, 4mm] | SuSub-4 | ALSABE EFECTOS NAVALES E INDUSTRIALES SL
SPEC-1316 | G3VM-31DR(TR05) [Solid State Relay, 4 A Load, Surface Mount, 30 V Load] | SuSub-45 | RS AMIDATA SAU
SPEC-1317 | 680S3W3103L401 [3 Way Panel Mount D-sub Connector Plug, 6.85mm Pitch] | SuSub-31 | FARNELL
SPEC-1318 | 3106 08 00 [Straight Tube-to-Tube Adaptor, Push In 8-8mm] | SuSub-45 | RS AMIDATA SAU
SPEC-1319 | 1100U06R08 [Legris clear tube OD 6mm] | SuSub-6 | COMERCIAL BECANI S.L.
SPEC-132 | Socket head cap screw, ISO 4762 M4 x 0.7 mm Thread, 10 mm Long | SuSub-4 | ALSABE EFECTOS NAVALES E INDUSTRIALES SL
SPEC-1320 | 1100U08R08 [Legris clear tube OD 8mm] | SuSub-6 | COMERCIAL BECANI S.L.
SPEC-1321 | 09 69 200 0033 [D-Sub Connector, Mixed Signal, 3-Way, D Sub, Miniature, Female, Steel Body] | SuSub-31 | FARNELL
SPEC-1322 | 43025-1600 [Micro-Fit 3.0 Female Connector Housing, 3mm Pitch, 16 Way, 2 Row] | SuSub-45 | RS AMIDATA SAU
SPEC-1323 | R284C0351046 [Radiall Male N Type to Male SMA, 1m, RG58 Coaxial, Terminated50 ?] | SuSub-45 | RS AMIDATA SAU
SPEC-1324 | 970-015-030R121 [Zinc D Sub Backshell, 15 Way] | SuSub-45 | RS AMIDATA SAU
SPEC-1325 | 43025-0800 [Micro-Fit 3.0 Receptacle Connector Housing, 3mm Pitch, 8 Way, 2 Row] | SuSub-45 | RS AMIDATA SAU
SPEC-1326 | 43645-0300 [Micro-Fit Female Crimp Connector Housing, 3mm Pitch, 3 Way, 1 Row] | SuSub-45 | RS AMIDATA SAU
SPEC-1327 | DE09S064TLF [9 Way Panel Mount D-sub Connector Socket, 2.74mm Pitch] | SuSub-45 | RS AMIDATA SAU
SPEC-1328 | 50394-8052 [Milli-Grid Female Crimp Terminal, 30AWG Min, 24AWG Max] | SuSub-45 | RS AMIDATA SAU
SPEC-1329 | SVH-21T-P1.1 [JST Female Crimp Terminal, 22AWG Min, 18AWG Max] | SuSub-45 | RS AMIDATA SAU
SPEC-133 | Motedis 28x515mm M8 | SuSub-24 | MOTEDIS SLU
SPEC-1330 | 534-626 [Insulated Crimp Spade Connector, 1.5mm² to 2.5mm², 16AWG to 14AWG, M4 Stud Size Vinyl, Blue] | SuSub-45 | RS AMIDATA SAU
SPEC-1331 | 171-009-103L001 [9 Way Panel Mount D-sub Connector Plug, 2.77mm Pitch] | SuSub-45 | RS AMIDATA SAU
SPEC-1332 | 958-009-010R011 [CONN BACKSHELL 9POS 180DEG BLACK] | SuSub-45 | RS AMIDATA SAU
SPEC-1333 | ASM-0332.001 [PCBA HP BS Board] | SUSUB-71 | ELECTRONICA Y COMUNICACIONES NOROESTE S.L.
SPEC-1333/DF | ASM-0332.001 [PCBA HP BS Board] /DF | SUSUB-71 | ELECTRONICA Y COMUNICACIONES NOROESTE S.L.
SPEC-1334 | ASM-0335.001 [PCBA SRF Suction Sense] | SUSUB-71 | ELECTRONICA Y COMUNICACIONES NOROESTE S.L.
SPEC-1335 | 1A-004-14 [Lt. Gray Vacuum Drain Tubing 7/16"" PVC] | SuSub-37 | FREELIN-WADE A COILHOSE CO.
SPEC-1336 | PTS-0262.001 [SRF Con Label Plate] | SuSub-13 | LASER GALICIA S.L.
SPEC-1337 | PTS-1926 [SRF HP Cover R] | SuSub-65 | China Synergy Group
SPEC-1338 | PTS-1696 [SRF LML FS Label] | SuSub-21 | TUKAN SOMOS IMPRESORES SLL
SPEC-1339 | PTS-1925 [SRF HP Cover L] | SuSub-65 | China Synergy Group
SPEC-134 | Socket head cap screw, ISO 4762 M8 x 1.25 mm Thread, 16 mm Long | SuSub-4 | ALSABE EFECTOS NAVALES E INDUSTRIALES SL
SPEC-1340 | ASM-2259 [PCB pogopin FS] | SuSub-106 | PCB WAY (SU-LML)
SPEC-1341 | 92605A099 [Flat-tip Screw, DIN 913, M3 x 0.5 mm Thread, 5 mm Long, SS] | SuSub-4 | ALSABE EFECTOS NAVALES E INDUSTRIALES SL
SPEC-1342 | 92605A228 [Flat-tip Screw, DIN 913, M5 x 0.8 mm Thread, 5 mm Long, SS] | SuSub-4 | ALSABE EFECTOS NAVALES E INDUSTRIALES SL
SPEC-1343 | 35507-0200 [Sherlock Female Connector Housing, 2mm Pitch, 2 Way, 1 Row] | SuSub-45 | RS AMIDATA SAU
SPEC-1344 | 534-238 [Insulated Ring Terminal, M3 Stud Size, 0.5mm² to 1.5mm² Wire Size, Red] | SuSub-45 | RS AMIDATA SAU
SPEC-1345 | 09 14 006 0371 [Han hinged frame plus, for 2 modules a-b] | SuSub-45 | RS AMIDATA SAU
SPEC-1346 | 92605A097 [Flat-tip Screw, DIN 913, M3 x 0.5 mm Thread, 3 mm Long, SS] | SuSub-4 | ALSABE EFECTOS NAVALES E INDUSTRIALES SL
SPEC-1347 | 91292A832 [Socket Head Screw, ISO 4762, M2x0.4 mm Thread, 8 mm Long, SS] | SuSub-4 | ALSABE EFECTOS NAVALES E INDUSTRIALES SL
SPEC-1348 | ASM-2256 [PCBA BS SUCTION] | SuSub-106 | PCB WAY (SU-LML)
SPEC-1348 | ASM-2256 [PCBA BS SUCTION] | SUSUB-71 | ELECTRONICA Y COMUNICACIONES NOROESTE S.L.
SPEC-1349 | S-05-05-N [Magnetic disc Ø 5 mm, height 5 mm, holds approx. 940 g] | SuSub-100 | SUPERMAGNETE (SU-LML)
SPEC-135 | Socket head cap screw, ISO 4762 M10 x 1.5 mm Thread 100 mm Long | SuSub-4 | ALSABE EFECTOS NAVALES E INDUSTRIALES SL
SPEC-1350 | PTS-1697 [SRF LML BS Label] | SuSub-21 | TUKAN SOMOS IMPRESORES SLL
SPEC-1351 | 1N4148 [Switching Diode, 300mA 100V, 2-Pin DO-35] | SuSub-31 | FARNELL
SPEC-1352 | 196-5422 [Nitrile Rubber O-Ring O-Ring, 28mm Bore, 30mm Outer Diameter] | SuSub-44 | ROEIRASA
SPEC-1352 | 196-5422 [Nitrile Rubber O-Ring O-Ring, 28mm Bore, 30mm Outer Diameter] | SuSub-45 | RS AMIDATA SAU
SPEC-1353 | MHR-a DUAL BLEND HANDPIECE LABEL | SuSub-21 | TUKAN SOMOS IMPRESORES SLL
SPEC-1355 | 746600330R [PCB Terminal, BUSH, SMD Open, Brass, 4.5 mm, Tin, REDCUBE WP-THRBU] | SuSub-31 | FARNELL
SPEC-1355 | 746600330R [PCB Terminal, BUSH, SMD Open, Brass, 4.5 mm, Tin, REDCUBE WP-THRBU] | SuSub-45 | RS AMIDATA SAU
SPEC-1356 | G2RV-1-S-AP-G DC11 [Plug In Signal Relay, 12V dc Coil, 50mA Switching Current, SPDT] | SuSub-45 | RS AMIDATA SAU
SPEC-1357 | 3199 06 19 [Fitting Elbow M5 to 6mm] | SuSub-45 | RS AMIDATA SAU
SPEC-1358 | 458-695 [Insulated Crimp Bootlace Ferrule, 8mm Pin Length, 1.2mm Pin Diameter, 0.75mm² Wire Size, Blue] | SuSub-45 | RS AMIDATA SAU
SPEC-1359 | PTS-1696 [SRF LML FC Label] | SuSub-21 | TUKAN SOMOS IMPRESORES SLL
SPEC-136 | Molex - 46235-0001 | SuSub-31 | FARNELL
SPEC-136 | Molex - 46235-0001 | SuSub-41 | MOUSER ELECTRONICS INCORPORATED
SPEC-136 | Molex - 46235-0001 | SuSub-8 | DIGI-KEY
SPEC-1360 | SRF PROTOCOL (ITALIAN) | SuSub-21 | TUKAN SOMOS IMPRESORES SLL
SPEC-1361 | WSRF-0001 [Mains_Box] | SuSub-7 | BMA TECHNOLOGIES LTD
SPEC-1362 | WSRF-0002 [Power_Supply] | SuSub-7 | BMA TECHNOLOGIES LTD
SPEC-1363 | WSRF-0003 [HMI_Power] | SuSub-7 | BMA TECHNOLOGIES LTD
SPEC-1364 | WSRF-0004 [HMI_serial] | SuSub-7 | BMA TECHNOLOGIES LTD
SPEC-1365 | WSRF-0005 [Touch _Data] | SuSub-7 | BMA TECHNOLOGIES LTD
SPEC-1366 | WSRF-0006 [FC_Temp_Sensor] | SuSub-7 | BMA TECHNOLOGIES LTD
SPEC-1367 | WSRF-0007 [Console_Harting] | SuSub-7 | BMA TECHNOLOGIES LTD
SPEC-1368 | WSRF-0008 [Foot_Switch] | SuSub-7 | BMA TECHNOLOGIES LTD
SPEC-1369 | WSRF-0009 [RF_Data] | SuSub-7 | BMA TECHNOLOGIES LTD
SPEC-137 | Cap 4 tubes + fittings | SuSub-16 | EQUALTIA CENTRO ESP. EMPLEO
SPEC-1370 | WSRF-0010 [Generator_Power] | SuSub-7 | BMA TECHNOLOGIES LTD
SPEC-1371 | WSRF-0011 [Generator_Data] | SuSub-7 | BMA TECHNOLOGIES LTD
SPEC-1372 | WSRF-0012 [Generator_Coaxial] | SuSub-7 | BMA TECHNOLOGIES LTD
SPEC-1373 | WSRF-0013 [Valve_SF] | SuSub-7 | BMA TECHNOLOGIES LTD
SPEC-1374 | WSRF-0014 [Valve_Switch] | SuSub-7 | BMA TECHNOLOGIES LTD
SPEC-1375 | WSRF-0015 [Valve_BS] | SuSub-7 | BMA TECHNOLOGIES LTD
SPEC-1376 | WSRF-0016 [Generator_Fan] | SuSub-7 | BMA TECHNOLOGIES LTD
SPEC-1377 | WSRF-0017 [Vacuum_Pump] | SuSub-7 | BMA TECHNOLOGIES LTD
SPEC-1378 | WSRF-0018 [Hydraulic_Pump] | SuSub-7 | BMA TECHNOLOGIES LTD
SPEC-138 | Cap 1 tube + suction | SuSub-16 | EQUALTIA CENTRO ESP. EMPLEO
SPEC-1381 | Colombia MHR Aesth 110 Console label | SuSub-21 | TUKAN SOMOS IMPRESORES SLL
SPEC-1386 | 286163 [AHR SWITCH PEDAL] | SuSub-31 | FARNELL
SPEC-1387 | 186-3012 [USB 2.0 Cable, length 1.8m] | SuSub-45 | RS AMIDATA SAU
SPEC-1388 | 39.077/200 [RJ-45 data transmission connection, 2m, CAT6, 28AWG] | SUSUB-78 | LUX GIJON
SPEC-1389 | C1350ALAAF [Rocker Switch, DPST, On-Off, Black, Panel, 16 A, 250 V] | SuSub-45 | RS AMIDATA SAU
SPEC-139 | Suction Al tube | SuSub-4 | ALSABE EFECTOS NAVALES E INDUSTRIALES SL
SPEC-1390 | 022610 90 [Rounded head screw, DIN 603 A2/70, M10x90, SS] | SuSub-4 | ALSABE EFECTOS NAVALES E INDUSTRIALES SL
SPEC-1391 | 082-97-RFX [RF/COAXIAL, N JACK, STRAIGHT, 50 OHM, SOLDER] | SuSub-45 | RS AMIDATA SAU
SPEC-140 | Fitting Bulkhead 8-8 - 3116 08 00 | SuSub-6 | COMERCIAL BECANI S.L.
SPEC-1403 | PTS-2366 [HP Post seal L] SRF | SuSub-47 | SCULPTEO
SPEC-1404 | PTS-2368 [HP Post seal R] SRF | SuSub-47 | SCULPTEO
SPEC-1406 | AHR Hair Removal guide (guía AHR La Depilación) | SuSub-21 | TUKAN SOMOS IMPRESORES SLL
SPEC-1407 | R4-40X1/2 [Recessed Head Phillips Screw, R4-40X1/2, SS] | SuSub-31 | FARNELL
SPEC-1408 | MSP-600-36 [Switching power supply, 36V DC, 17.5A, 630W] | SuSub-45 | RS AMIDATA SAU
SPEC-1409 | Leaseir AHR Hair Removal | SuSub-21 | TUKAN SOMOS IMPRESORES SLL
SPEC-141 | MHR230-b Chiller | SuSub-16 | EQUALTIA CENTRO ESP. EMPLEO
SPEC-141 | MHR230-b Chiller | SuSub-5 | AQ-ARIUM SOLUTIONS S.L.
SPEC-1410 | QUICK GUIDE AHR (ENGLISH) | SuSub-21 | TUKAN SOMOS IMPRESORES SLL
SPEC-1411 | Leaseir SRF BROCHURE (English) | SuSub-21 | TUKAN SOMOS IMPRESORES SLL
SPEC-1412 | Pneumatic pedal | SuSub-38 | IRIS SPA ACCESORIOS DE HIDROMASAJE S.L.
SPEC-1413 | TF51A-C24-W103 [TopsFlo DC Micro pump] | SuSub-21 | TUKAN SOMOS IMPRESORES SLL
SPEC-1414 | MHR DS Painted Crate Mount | SuSub-13 | LASER GALICIA S.L.
SPEC-1415 | Caliport Go Ring | SuSub-29 | DONGGUAN ZHUOHANG LTD
SPEC-1416 | MSP-600-24 [Power Supply 24V 648W] | SuSub-45 | RS AMIDATA SAU
SPEC-1417 | MSP-600-48 [Power Supply 48V 648W]" | SuSub-45 | RS AMIDATA SAU
SPEC-1418 | QM7 [1200W / 1500W Modular power supply] | SuSub-19 | KOLBI ELECTRONICA S.A.
SPEC-1419 | CAD14ES [MHR DS Flightcase box] | SuSub-113 | Z Custom Cases
SPEC-142 | Hailea - HC500A - 230V | SuSub-5 | AQ-ARIUM SOLUTIONS S.L.
SPEC-1420 | PTS-1126 [SRF HP Cardboard box] | SuSub-43 | RAJAPACK SA
SPEC-1421 | ASM-1127 [SRF FC/FS Foam] | SuSub-114 | Modisprem, S.A.
SPEC-1422 | ASM-1128 [SRF BS Foam] | SuSub-114 | Modisprem, S.A.
SPEC-1423 | QM4 [550W / 650W Modular power supply] | SuSub-19 | KOLBI ELECTRONICA S.A.
SPEC-1424 | PMBL2BC [SOBRE BURBUJA 22x26] | SuSub-43 | RAJAPACK SA
SPEC-1425 | PMBL0BC [SOBRE BURBUJA 15x21] | SuSub-43 | RAJAPACK SA
SPEC-1426 | PLC-RSC-12DC/21 [Interface Relay, DIN Rail Mount, 12V dc Coil, SPDT, 1-Pole] | SuSub-45 | RS AMIDATA SAU
SPEC-1427 | TG-02BZ-24-025 [DC Micro Gear Pump] | SuSub-18 | IWAKI EUROPE GMBH
SPEC-1429 | PTS-2270 [Umbilical guide] | SuSub-95 | XOMETRY
SPEC-1430 | ALS70A134NF063 [85C - Screw Terminal Aluminum Capacitor] | SuSub-30 | ARROW IBERIA ELECTRONICA SLU
SPEC-1432 | MC29375 [TERMINAL, BUTT SPLICE, CRIMP, BLUE] | SuSub-45 | RS AMIDATA SAU
SPEC-1433 | WIR-0114.002 [CA CA Touch Controller Harness] | SuSub-7 | BMA TECHNOLOGIES LTD
SPEC-1434 | 270220 [AT-6/4 yellow pre-insulated terminal] | SuSub-45 | RS AMIDATA SAU
SPEC-1435 | O ring 32x1mm, black, NBR | SuSub-45 | RS AMIDATA SAU
SPEC-1436 | Carcasa pistola AHR + soporte (AHR r cover + hanger) | SuSub-9 | ENRIQUE AGUILAR
SPEC-1438 | Conector 43020-0410 [Micro-Fit 3.0 Plug Housing, Dual Row, 4 Circuits, UL 94V-2, Panel Mount Ears, Glow-Wire Capable, Black] | SuSub-31 | FARNELL
SPEC-144 | Stage 1 MHR Xcell - 110 | SuSub-16 | EQUALTIA CENTRO ESP. EMPLEO
SPEC-1442 | 534-581 RS Pro insulated round copper terminal blue M4, 2,5 mm2, 14AWG (terminal circular azul M4) | SuSub-45 | RS AMIDATA SAU
SPEC-1443 | Filtro Schurter 3-124-295 | SuSub-45 | RS AMIDATA SAU
SPEC-1444 | 0690061B [22AWG TS Wire, OD:2.1mm ,Color:Yellow/Green] | SUSUB-78 | LUX GIJON
SPEC-1445 | 02201404 [16AWG TS Wire, OD:2.9mm ,Color:Yellow] | SUSUB-78 | LUX GIJON
SPEC-1446 | 02201402 [16AWG TS Wire, OD:2.9mm ,Color:Gray] | SUSUB-78 | LUX GIJON
SPEC-1447 | 02201407 [16AWG TS Wire, OD:2.9mm ,Color:Brown] | SUSUB-78 | LUX GIJON
SPEC-1448 | 06901313 [18AWG TS Wire, OD:2.5mm,Color:Red] | SUSUB-78 | LUX GIJON
SPEC-1449 | 02201503 [14AWG TS Wire, OD:2.9mm ,Color:Red] | SUSUB-78 | LUX GIJON
SPEC-145 | MHR110-b Chiller | SuSub-16 | EQUALTIA CENTRO ESP. EMPLEO
SPEC-1450 | 74271222 [Split Ferrite Core, 12.5 mm, 265 ohms] | SuSub-45 | RS AMIDATA SAU
SPEC-1451 | SRF DIN Rail | SuSub-4 | ALSABE EFECTOS NAVALES E INDUSTRIALES SL
SPEC-1452 | LM35CAZ/NOPB [Temperature sensor, TO-92 3-pin package, analog interface] | SuSub-45 | RS AMIDATA SAU
SPEC-1453 | BLP05H6350XRG [LDMOS power transistor, 350W] | SuSub-46 | UNIVATEQ
SPEC-1454 | Armortec SSD | SuSub-64 | ARMORTECH TECHNOLOGY LIMITED
SPEC-1455 | Armotec PC | SuSub-64 | ARMORTECH TECHNOLOGY LIMITED
SPEC-1456 | SRF Reeled wire | SuSub-45 | RS AMIDATA SAU
SPEC-1457 | Leaseir SRF Brochure (Spanish) | SuSub-21 | TUKAN SOMOS IMPRESORES SLL
SPEC-1458 | Frontal Blue Vinyl Sticker | SuSub-21 | TUKAN SOMOS IMPRESORES SLL
SPEC-1459 | 810-HR Back Sitcker | SuSub-21 | TUKAN SOMOS IMPRESORES SLL
SPEC-146 | Hailea - HC500A - 110V | SuSub-5 | AQ-ARIUM SOLUTIONS S.L.
SPEC-1460 | Single Pro V Label | SuSub-21 | TUKAN SOMOS IMPRESORES SLL
SPEC-1461 | PTS-2244.001 [SRF Valves base] | SuSub-13 | LASER GALICIA S.L.
SPEC-147 | Stage 2 MHR Xcell - 230 | SuSub-16 | EQUALTIA CENTRO ESP. EMPLEO
SPEC-1478 | PTS-1653 [SRF FS applied] | SuSub-29 | DONGGUAN ZHUOHANG LTD
SPEC-1479 | Gatillo completo MHR | SUSUB-71 | ELECTRONICA Y COMUNICACIONES NOROESTE S.L.
SPEC-148 | PCBA MHR-b Capcharger | SuSub-32 | INSYTE
SPEC-148 | PCBA MHR-b Capcharger | SUSUB-71 | ELECTRONICA Y COMUNICACIONES NOROESTE S.L.
SPEC-1481 | WIR-00023.001 [CA TOUCH DC IN] | SuSub-7 | BMA TECHNOLOGIES LTD
SPEC-1482 | BIOS CMOS (pila amarilla) | SuSub-115 | Amazon (SU-LML)
SPEC-1482 | BIOS CMOS (pila amarilla) | SuSub-45 | RS AMIDATA SAU
SPEC-1483 | MHR Ethernet painted back cover | SuSub-23 | TECN Y PROY DE INGENIERÍA SL
SPEC-1484 | 95.15.2SMA ZÓCALO Y CLIP [RELAY SOCKET, 8PIN, 10A, 250V, TH, BLUE] | SuSub-31 | FARNELL
SPEC-149 | PCBA MHR-b Mainboard | SuSub-32 | INSYTE
SPEC-149 | PCBA MHR-b Mainboard | SUSUB-71 | ELECTRONICA Y COMUNICACIONES NOROESTE S.L.
SPEC-1493 | AHR Cap Charger | SUSUB-71 | ELECTRONICA Y COMUNICACIONES NOROESTE S.L.
SPEC-151 | PCB Control Board | SuSub-32 | INSYTE
SPEC-151 | PCB Control Board | SUSUB-71 | ELECTRONICA Y COMUNICACIONES NOROESTE S.L.
SPEC-1510 | Hydrating Conductor Spray, 100ml | SuSub-93 | LABORATORIOS KLEIN COSMÉTICA S.L.U.
SPEC-1511 | Hydrating Conductor Spray, 5L | SuSub-93 | LABORATORIOS KLEIN COSMÉTICA S.L.U.
SPEC-1512 | Lanyard Quad Blend | SuSub-90 | Publiasturias Procesos de Impresión (Graphic Shop)
SPEC-1513 | Lanyard Quad 810 | SuSub-90 | Publiasturias Procesos de Impresión (Graphic Shop)
SPEC-1514 | Lanyard Dual Blend | SuSub-90 | Publiasturias Procesos de Impresión (Graphic Shop)
SPEC-1515 | Lanyard Dual 810 | SuSub-90 | Publiasturias Procesos de Impresión (Graphic Shop)
SPEC-1516 | Lanyard Single | SuSub-90 | Publiasturias Procesos de Impresión (Graphic Shop)
SPEC-1517 | Leaseir front logo_small (0.1) | SuSub-39 | KAOS PUBLICIDAD
SPEC-1518 | Caliport + emergency button sticker (0.1) | SuSub-39 | KAOS PUBLICIDAD
SPEC-152 | PCBA Modular Ir Sensor | SuSub-32 | INSYTE
SPEC-152 | PCBA Modular Ir Sensor | SUSUB-71 | ELECTRONICA Y COMUNICACIONES NOROESTE S.L.
SPEC-1520 | Maletín plástico H4032-040404 | SuSub-129 | KITTHER
SPEC-1521 | Pegatina laminada trasera R-200 | SuSub-130 | ARTSE
SPEC-1522 | Pegatina laminada frontal R-200 | SuSub-130 | ARTSE
SPEC-1523 | Espumas anta densidad | SuSub-131 | MECACORE
SPEC-1524 | Verotec Case 2U x H/W x 260 – Modified (Modificada ventilada) | SuSub-138 | Verotec
SPEC-1525 | Molex grande Hembra 4 vías, P-3.96 | SuSub-31 | FARNELL
SPEC-1528 | Separador M-H M3x12 | SuSub-31 | FARNELL
SPEC-1528 | Separador M-H M3x12 | SuSub-4 | ALSABE EFECTOS NAVALES E INDUSTRIALES SL
SPEC-1529 | Arandela Dentada D3 (0.1) | SuSub-4 | ALSABE EFECTOS NAVALES E INDUSTRIALES SL
SPEC-153 | PCBA MHR-b HP trigger | SuSub-32 | INSYTE
SPEC-153 | PCBA MHR-b HP trigger | SUSUB-71 | ELECTRONICA Y COMUNICACIONES NOROESTE S.L.
SPEC-1530 | Pegatina CE Generador Digital de Radiofrecuencia | SuSub-130 | ARTSE
SPEC-1531 | Pegatina portaelectrodos logo | SuSub-130 | ARTSE
SPEC-1532 | [DRW-2439 RADIADOR] radiador perforado 4 mm anonizado negro + taladro | SuSub-132 | METALKOR
SPEC-1533 | Mosfet de potencia STP11NK40ZFP | SuSub-31 | FARNELL
SPEC-1533 | Mosfet de potencia STP11NK40ZFP | SuSub-45 | RS AMIDATA SAU
SPEC-1534 | Mosfet STF20NF20 | SuSub-31 | FARNELL
SPEC-1534 | Mosfet STF20NF20 | SuSub-41 | MOUSER ELECTRONICS INCORPORATED
SPEC-1535 | STTH16L06CFP DIODO RECTIFICADOR 600V 16A SOFT RECOVERY | SuSub-31 | FARNELL
SPEC-1535 | STTH16L06CFP DIODO RECTIFICADOR 600V 16A SOFT RECOVERY | SuSub-41 | MOUSER ELECTRONICS INCORPORATED
SPEC-1536 | Tornillo M3x6 negro plano Pozidriv cabeza alomada MP007347 | SuSub-31 | FARNELL
SPEC-1537 | Tornillo M2,5x10 Plano (0.1) | SuSub-4 | ALSABE EFECTOS NAVALES E INDUSTRIALES SL
SPEC-1538 | [DRW-2438 TRASERA] Trasera con pestañas anodizada 2,5 MM para filtro con interruptor sin fusible | SuSub-132 | METALKOR
SPEC-1539 | Tornillo M3x6 pozidriv cabeza alomada M3 6 PRSTMC Z100 | SuSub-31 | FARNELL
SPEC-154 | PCBA MHR-b HP Main | SuSub-32 | INSYTE
SPEC-154 | PCBA MHR-b HP Main | SUSUB-71 | ELECTRONICA Y COMUNICACIONES NOROESTE S.L.
SPEC-1540 | Filtro de red 6A Farnell 2251211 | SuSub-31 | FARNELL
SPEC-1541 | Crimpar P-3,96mm (Contacto de crimpado Hembra Molex) | SuSub-136 | IP ELECTRÓNICA
SPEC-1541 | Crimpar P-3,96mm (Contacto de crimpado Hembra Molex) | SuSub-45 | RS AMIDATA SAU
SPEC-1542 | Faston hembra azul 6,35 + capucha | SuSub-136 | IP ELECTRÓNICA
SPEC-1542 | Faston hembra azul 6,35 + capucha | SuSub-45 | RS AMIDATA SAU
SPEC-1543 | [DRW-2437 FRONTAL] Frontal placa 3mm | SuSub-132 | METALKOR
SPEC-1544 | Serigrafia frontal poliestireno | SuSub-133 | Serigrafía Álava
SPEC-1546 | CABLE WRAPPING | SuSub-115 | Amazon (SU-LML)
SPEC-1546 | CABLE WRAPPING | SuSub-136 | IP ELECTRÓNICA
SPEC-1547 | Tornillo NYLON M3x10 mm ranurada cabeza alomada | SuSub-31 | FARNELL
SPEC-1547 | Tornillo NYLON M3x10 mm ranurada cabeza alomada | SuSub-45 | RS AMIDATA SAU
SPEC-1548 | espaciador pcb nylon 6 mm | SuSub-136 | IP ELECTRÓNICA
SPEC-1549 | LCD 204-GC-BC-3LP | SuSub-45 | RS AMIDATA SAU
SPEC-155 | PCBA MHR-b Caliport socket | SuSub-32 | INSYTE
SPEC-155 | PCBA MHR-b Caliport socket | SUSUB-71 | ELECTRONICA Y COMUNICACIONES NOROESTE S.L.
SPEC-1550 | Barra de Soldadura, 7.5 g/mm3, 230 °C, 200 g (Farnell 8400407) | SuSub-31 | FARNELL
SPEC-1552 | Circular rosca base macho 3 vías | SuSub-136 | IP ELECTRÓNICA
SPEC-1552 | Circular rosca base macho 3 vías | SuSub-45 | RS AMIDATA SAU
SPEC-1553 | S 7h x 0,2 mm / cm | SuSub-45 | RS AMIDATA SAU
SPEC-1555 | Conector Molex grande Hembra 2 vías, P-3.96 | SuSub-31 | FARNELL
SPEC-1556 | banana hembra 4mm negra | SuSub-134 | TME
SPEC-1557 | Terminal faston hembra 2,8mm 180441-2 | SuSub-31 | FARNELL
SPEC-1558 | P Aislado silicona blanco/cm ref. 61.7608-99929 | SuSub-135 | COYCAVI
SPEC-1558 | P Aislado silicona blanco/cm ref. 61.7608-99929 | SuSub-139 | STAUBLI
SPEC-1559 | ec11 prune 20mm | SuSub-134 | TME
SPEC-156 | PCBA MHR-b Caliport | SuSub-32 | INSYTE
SPEC-156 | PCBA MHR-b Caliport | SUSUB-71 | ELECTRONICA Y COMUNICACIONES NOROESTE S.L.
SPEC-1560 | tapa gris | SuSub-134 | TME
SPEC-1561 | mando gris | SuSub-134 | TME
SPEC-1562 | PCB Main smd+convencional Osoak (circuito TR200 V2) | SuSub-128 | OSOAK, S.A.
SPEC-1563 | grapas ETD44 | SuSub-45 | RS AMIDATA SAU
SPEC-1564 | Núcleo ferrita ETD44 | SuSub-45 | RS AMIDATA SAU
SPEC-1565 | Bastidor ETD44 | SuSub-45 | RS AMIDATA SAU
SPEC-1568 | grapas ETD39 | SuSub-31 | FARNELL
SPEC-1569 | Núcleo ferrita ETD39 | SuSub-31 | FARNELL
SPEC-157 | PCBA MHR-b PS Relay | SuSub-32 | INSYTE
SPEC-157 | PCBA MHR-b PS Relay | SUSUB-71 | ELECTRONICA Y COMUNICACIONES NOROESTE S.L.
SPEC-1570 | Bastidor ETD39 | SuSub-31 | FARNELL
SPEC-1571 | grapas EF25 | SuSub-31 | FARNELL
SPEC-1572 | Núcleo ferrita EF25 | SuSub-31 | FARNELL
SPEC-1573 | Bastidor EF25 | SuSub-31 | FARNELL
SPEC-1574 | Circular rosca aerea hembra 3 vías (conector gx16) | SuSub-31 | FARNELL
SPEC-1574 | Circular rosca aerea hembra 3 vías (conector gx16) | SuSub-45 | RS AMIDATA SAU
SPEC-1575 | cinta trafo 26mm | SuSub-31 | FARNELL
SPEC-1575 | cinta trafo 26mm | SuSub-45 | RS AMIDATA SAU
SPEC-1576 | Terminal preaislado circular azul BF-M10 | SuSub-45 | RS AMIDATA SAU
SPEC-1577 | Bastidor RM14 | SuSub-31 | FARNELL
SPEC-1577 | Bastidor RM14 | SuSub-41 | MOUSER ELECTRONICS INCORPORATED
SPEC-1577 | Bastidor RM14 | SuSub-45 | RS AMIDATA SAU
SPEC-1578 | grapas RM14 | SuSub-31 | FARNELL
SPEC-1579 | Núcleo ferrita RM14 | SuSub-31 | FARNELL
SPEC-158 | MHR-b Top Structure | SuSub-16 | EQUALTIA CENTRO ESP. EMPLEO
SPEC-1580 | Núcleo ferrita E42 | SuSub-31 | FARNELL
SPEC-1581 | Cable Tie Brida 292x3,6 mm cv-292 | SuSub-136 | IP ELECTRÓNICA
SPEC-1581 | Cable Tie Brida 292x3,6 mm cv-292 | SuSub-4 | ALSABE EFECTOS NAVALES E INDUSTRIALES SL
SPEC-1582 | 100µH. 7,8A. Ø32,4mm. | SuSub-8 | DIGI-KEY
SPEC-1583 | Ventilador MC002109 | SuSub-31 | FARNELL
SPEC-1584 | ELE CAP 30 (0.1) | SUSUB-77 | TALLERES BLAMEN
SPEC-1585 | Crimpar P-2,54mm | SuSub-136 | IP ELECTRÓNICA
SPEC-1585 | Crimpar P-2,54mm | SuSub-31 | FARNELL
SPEC-1586 | Conector Molex Hembra 2 vías, P-2.54 | SuSub-136 | IP ELECTRÓNICA
SPEC-1586 | Conector Molex Hembra 2 vías, P-2.54 | SuSub-45 | RS AMIDATA SAU
SPEC-1587 | NTC 10k resistencia | SuSub-31 | FARNELL
SPEC-1588 | roscachapas de 3x10 cabeza estrella | SuSub-4 | ALSABE EFECTOS NAVALES E INDUSTRIALES SL
SPEC-1589 | Banana 4 mm negra retractil | SuSub-134 | TME
SPEC-1589 | Banana 4 mm negra retractil | SuSub-136 | IP ELECTRÓNICA
SPEC-159 | Bushing open 11.1-15.9mm | SuSub-11 | ESSENTRA COMPONENTS S.L.U.
SPEC-1590 | banana macho panel 4 mm | SuSub-136 | IP ELECTRÓNICA
SPEC-1590 | banana macho panel 4 mm | SuSub-45 | RS AMIDATA SAU
SPEC-1591 | [DRW-2436 PORTAELECTRODOS] portaelectrodos inox | SuSub-132 | METALKOR
SPEC-1592 | Pegatina crema conductora blanca Invikta approved | SuSub-130 | ARTSE
SPEC-1593 | [DRW-2435 PLACA-GRANDE] placa neutra CL_PN25x20 | SuSub-132 | METALKOR
SPEC-1594 | V 0,78mm2 Tierra (1d) /cm | SUSUB-78 | LUX GIJON
SPEC-1595 | V 0,78mm2 Fase (1d) /cm | SUSUB-78 | LUX GIJON
SPEC-1596 | V 0,78mm2 Neutro (1d) /cm | SUSUB-78 | LUX GIJON
SPEC-1597 | ELE CAP 50 (0.1) | SUSUB-77 | TALLERES BLAMEN
SPEC-1598 | Cu esmalt., 35 AWG 0,2 mm | SuSub-45 | RS AMIDATA SAU
SPEC-1598 | Cu esmalt., 35 AWG 0,2 mm | SUSUB-78 | LUX GIJON
SPEC-1599 | cinta trafo 15 mm | SuSub-4 | ALSABE EFECTOS NAVALES E INDUSTRIALES SL
SPEC-1599 | cinta trafo 15 mm | SuSub-45 | RS AMIDATA SAU
SPEC-160 | MHR-b Top Tray ASM | SuSub-16 | EQUALTIA CENTRO ESP. EMPLEO
SPEC-1600 | P Aislado silicona negro / cm Ref. 61.7608-10021 | SuSub-139 | STAUBLI
SPEC-1601 | Muelle (espesor 0,45mm, 2,9mm de diámetro, ) (en metros) | SuSub-4 | ALSABE EFECTOS NAVALES E INDUSTRIALES SL
SPEC-1602 | Rodamiento aguja 2,5x7,8 mm | SuSub-4 | ALSABE EFECTOS NAVALES E INDUSTRIALES SL
SPEC-1603 | V 1,5 mm² (1,5 d) | SUSUB-78 | LUX GIJON
SPEC-1604 | Mecanizado cuad 8x8 D4 inox rod (2290005, cuadradillo de 8x23 Alu. sin fresado cara) | SuSub-146 | EMABI
SPEC-1605 | PTS-2341.001 [BS Suction tip] | SuSub-106 | PCB WAY (SU-LML)
SPEC-1606 | PTS-2343.001 [BS Embedded Electrode] | SuSub-106 | PCB WAY (SU-LML)
SPEC-1606/DF | PTS-2343.001 [BS Embedded Electrode] DF | SuSub-106 | PCB WAY (SU-LML)
SPEC-1607 | PTS-2399.001 [BS Suction Sensor Tip] | SuSub-106 | PCB WAY (SU-LML)
SPEC-1608 | PTS-2401.001 [BS SRF RF Sensor Mount] | SuSub-106 | PCB WAY (SU-LML)
SPEC-1609 | PTS-2403.001 [SRF FS Suction Tip] | SuSub-106 | PCB WAY (SU-LML)
SPEC-161 | Hex Socket Countersunk Head Screw, ISO 10642, M4 x 0.7 mm Thread, 16 mm Long, SS | SuSub-4 | ALSABE EFECTOS NAVALES E INDUSTRIALES SL
SPEC-1610 | PTS-2405.001 [FS Electrode_left] | SuSub-106 | PCB WAY (SU-LML)
SPEC-1610/DF | PTS-2405.001 [FS Electrode_left] DF | SuSub-106 | PCB WAY (SU-LML)
SPEC-1611 | PTS-2407.001 [FS Electrode_right] | SuSub-106 | PCB WAY (SU-LML)
SPEC-1611/DF | PTS-2407.001 [FS Electrode_right] DF | SuSub-106 | PCB WAY (SU-LML)
SPEC-1612 | PTS-2409.001 [SRF FS Suction Sensor Tip] | SuSub-106 | PCB WAY (SU-LML)
SPEC-1613 | PTS-2411.001 [FS SRF RF Sensor mount] | SuSub-106 | PCB WAY (SU-LML)
SPEC-1614 | PTS-2413.001 [FC Sensor Body] | SuSub-106 | PCB WAY (SU-LML)
SPEC-1615 | PTS-2415.001 [FC Spacer Sensor Cover] | SuSub-106 | PCB WAY (SU-LML)
SPEC-1616 | HV-31351 [SRF Pogopin Spring, OD:2.70mm, 25.30mm free length (0.1) | SuSub-125 | Hermans Verenfabriek (SU-LML)
SPEC-1616 | HV-31351 [SRF Pogopin Spring, OD:2.70mm, 25.30mm free length (0.1) | SuSub-45 | RS AMIDATA SAU
SPEC-1617 | PTS-2417.001 [BS Sensor Support] (0.1) | SuSub-106 | PCB WAY (SU-LML)
SPEC-1618 | S-03-03-N [Magnetic disc Ø 3mm, height 3mm, holds approx. 330 g] (0.1) | SuSub-100 | SUPERMAGNETE (SU-LML)
SPEC-1619/ENG | Rollup + gráfica 850mm INGLÉS | SuSer-22 | Imarte Creativos, S.L.L.
SPEC-1619/ESP | Rollup + gráfica 850mm ESPAÑOL | SuSer-22 | Imarte Creativos, S.L.L.
SPEC-1619/IT | Rollup + gráfica 850mm ITALIANO | SuSer-22 | Imarte Creativos, S.L.L.
SPEC-162 | Copper strip | SuSub-13 | LASER GALICIA S.L.
SPEC-1620 | 15000032 [Activador de cianoacrilato, 200 ml] (0,1) | SuSub-115 | Amazon (SU-LML)
SPEC-1621 | 126-4286 [Montaje antivibración RS PRO RS PRO AV Type B, Bobina macho a hembra, alt. 15 mm, rosca M4 6.4 kg] | SuSub-45 | RS AMIDATA SAU
SPEC-1622 | ELE RES 30 (0.1) | SUSUB-77 | TALLERES BLAMEN
SPEC-1623 | ELE RES 60 (0.1) | SUSUB-77 | TALLERES BLAMEN
SPEC-1624 | ELE RES 90 (0.1) | SUSUB-77 | TALLERES BLAMEN
SPEC-1625 | GTO0003 KIT COMPONENTES SUELTOS MONTAJE TR200 (0.1) | SuSub-128 | OSOAK, S.A.
SPEC-1626 | 0015803 [CY Multi-core Shielded Control Cable, 15 AWG, length 50 m, grey, PVC] (manguera de 3 hilos apantallada) | SuSub-45 | RS AMIDATA SAU
SPEC-1627 | Clavija electrodos (2290002 Eje Inox. Rosc. M4) | SuSub-146 | EMABI
SPEC-1628 | RECUBRIMIENTO POLIAMIDA ELECTRODOS CAPACITIVOS | SuSub-145 | Recubrimientos CG
SPEC-1629 | MK3306/TG (Aislante Térmico, Caucho de silicona, 1.6 W/m.K, 6 kV, 0.23 mm, 10 ohm-cm | SuSub-31 | FARNELL
SPEC-1630 | 93805A263 [18-8 Stainless Steel, Threaded Rod, M4x0.7 mm, Thread Size, 25 mm Long] | SuSub-4 | ALSABE EFECTOS NAVALES E INDUSTRIALES SL
SPEC-1633 | Polyamide - ELE CAP 30 | SuSub-145 | Recubrimientos CG
SPEC-1634 | Polyamide - ELE CAP 50 | SuSub-145 | Recubrimientos CG
SPEC-1635 | Polyamide - ELE CAP 80 | SuSub-145 | Recubrimientos CG
SPEC-1636 | Ventilador MC002700 [DC Axial Fan, 12V, Square, 60 mm, 15mm, Vapo Bearing, 30.4 CFM] | SuSub-31 | FARNELL
SPEC-164 | 80mm DC fan | SuSub-31 | FARNELL
SPEC-164 | 80mm DC fan | SuSub-45 | RS AMIDATA SAU
SPEC-165 | Socket Head Screw, ISO 4762, M4 x 0.7 mm Thread, 35 mm Long, SS | SuSub-4 | ALSABE EFECTOS NAVALES E INDUSTRIALES SL
SPEC-166 | 6mm, 10mm Long, M3 x 0.50mm, M-F Hex Standoff | SuSub-4 | ALSABE EFECTOS NAVALES E INDUSTRIALES SL
SPEC-167 | Hex Socket Countersunk Head Screw, ISO 10642, M3 x 0.5 mm Thread, 6 mm Long, SS | SuSub-4 | ALSABE EFECTOS NAVALES E INDUSTRIALES SL
SPEC-169 | b Touch Mount Assembly | SuSub-16 | EQUALTIA CENTRO ESP. EMPLEO
SPEC-17 | Quad-b channels | SuSub-12 | GD Tech Co LTD
SPEC-17 | Quad-b channels | SuSub-29 | DONGGUAN ZHUOHANG LTD
SPEC-170 | Hex Socket Countersunk Head Screw, ISO 10642, M4 x 0.7 mm Thread, 12 mm Long | SuSub-4 | ALSABE EFECTOS NAVALES E INDUSTRIALES SL
SPEC-171 | Motedis 28X150.5 M8 | SuSub-24 | MOTEDIS SLU
SPEC-172 | Hex Socket Countersunk Head Screw,ISO 10642, M3 x 0.5 mm Thread, 5 mm Long,SS | SuSub-4 | ALSABE EFECTOS NAVALES E INDUSTRIALES SL
SPEC-173 | Water pump ASM | SuSub-16 | EQUALTIA CENTRO ESP. EMPLEO
SPEC-174 | Stage 2 MHR Xcell - 110 | SuSub-16 | EQUALTIA CENTRO ESP. EMPLEO
SPEC-175 | Stage 3 MHR Xcell - 110 | SuSub-16 | EQUALTIA CENTRO ESP. EMPLEO
SPEC-177 | Socket Head Screw, ISO 4762 M4 x 0.7 mm Thread, 10 mm Long, SS | SuSub-4 | ALSABE EFECTOS NAVALES E INDUSTRIALES SL
SPEC-178 | Socket Head Screw, ISO 4762, M4 x 0.7 mm Thread, 6 mm Long, 18-8 SS | SuSub-4 | ALSABE EFECTOS NAVALES E INDUSTRIALES SL
SPEC-179 | Fitting 90 degree 6mm to 1/8 - 3199 06 10 | SuSub-6 | COMERCIAL BECANI S.L.
SPEC-18 | Single-b channels | SuSub-12 | GD Tech Co LTD
SPEC-18 | Single-b channels | SuSub-29 | DONGGUAN ZHUOHANG LTD
SPEC-180 | Fitting Elbow 1/8 to 8mm - 3199 08 10 | SuSub-6 | COMERCIAL BECANI S.L.
SPEC-181 | Fitting EQUAL CROSS 6mm - 3107 06 00 | SuSub-6 | COMERCIAL BECANI S.L.
SPEC-182 | Fitting Union 8-6mm - 3182 08 00 | SuSub-6 | COMERCIAL BECANI S.L.
SPEC-183 | Fitting Plug 8mm - 3126 08 00 | SuSub-6 | COMERCIAL BECANI S.L.
SPEC-184 | Fitting Union 6-8 mm - 3106 06 08 | SuSub-6 | COMERCIAL BECANI S.L.
SPEC-185 | Valves ASM | SuSub-16 | EQUALTIA CENTRO ESP. EMPLEO
SPEC-187 | Push in fitting RL31 Ø 6 1/8 - 2L31008 | SuSub-6 | COMERCIAL BECANI S.L.
SPEC-188 | Fitting Y tube 6mm - 3140 06 00 | SuSub-6 | COMERCIAL BECANI S.L.
SPEC-189 | Stage 3 MHR Xcell - 230 | SuSub-16 | EQUALTIA CENTRO ESP. EMPLEO
SPEC-19 | Dual-b channels | SuSub-12 | GD Tech Co LTD
SPEC-19 | Dual-b channels | SuSub-29 | DONGGUAN ZHUOHANG LTD
SPEC-190 | Stage 4 MHR Xcell - 110 | SuSub-32 | INSYTE
SPEC-191 | Clip 7.5mm 6.2 | SuSub-11 | ESSENTRA COMPONENTS S.L.U.
SPEC-192 | Countersunk Head Screw, ISO 10642, M4 x 0.7 mm Thread, 8 mm Long, SS | SuSub-4 | ALSABE EFECTOS NAVALES E INDUSTRIALES SL
SPEC-193 | Replacement cover for TUK- SACKS3PM | SuSub-29 | DONGGUAN ZHUOHANG LTD
SPEC-194 | Socket Head Screw, ISO 4762, M3 x 0.5 mm Thread, 10 mm Long, SS | SuSub-4 | ALSABE EFECTOS NAVALES E INDUSTRIALES SL
SPEC-195 | Locknut, DIN 985, M3 x 0.5 mm Thread, 4 mm High | SuSub-4 | ALSABE EFECTOS NAVALES E INDUSTRIALES SL
SPEC-196 | Terminal strip - mk 6/6 ref. 7906260000 | SuSub-30 | ARROW IBERIA ELECTRONICA SLU
SPEC-196 | Terminal strip - mk 6/6 ref. 7906260000 | SuSub-31 | FARNELL
SPEC-196 | Terminal strip - mk 6/6 ref. 7906260000 | SuSub-45 | RS AMIDATA SAU
SPEC-197 | Socket Head Screw, ISO 4762, M3 x 0.5 mm Thread, 25 mm Long, SS | SuSub-4 | ALSABE EFECTOS NAVALES E INDUSTRIALES SL
SPEC-198 | Socket Head Screw, ISO 4762, M4 x 0.7 mm Thread, 25 mm Long, SS | SuSub-4 | ALSABE EFECTOS NAVALES E INDUSTRIALES SL
SPEC-199 | Countersunk Head Screw, ISO 10642, M4 x 0.7 mm Thread, 6 mm Long, SS | SuSub-4 | ALSABE EFECTOS NAVALES E INDUSTRIALES SL
SPEC-200 | Stage 4 MHR Xcell - 230 | SuSub-32 | INSYTE
SPEC-201 | Stage 5 MHR Xcell - 110 | SuSub-32 | INSYTE
SPEC-202 | Shunt 30A-60mV | SuSub-3 | MONOCROM S.L
SPEC-203 | MHR - Power Supply ASM | SuSub-32 | INSYTE
SPEC-204 | Embedded MIO2263+SSD+MEMORY | SuSub-32 | INSYTE
SPEC-205 | b touch protector | SuSub-29 | DONGGUAN ZHUOHANG LTD
SPEC-205 | b touch protector | SuSub-95 | XOMETRY
SPEC-205/DF | PTS-0815.003 [b touch protector] DEFECTUOSO | SuSub-29 | DONGGUAN ZHUOHANG LTD
SPEC-206 | MHR-b Front Cover ASM | SuSub-16 | EQUALTIA CENTRO ESP. EMPLEO
SPEC-207 | Disc magnet self-adhesive | SuSub-4 | ALSABE EFECTOS NAVALES E INDUSTRIALES SL
SPEC-208 | Tornillo M3x12 AV | SuSub-13 | LASER GALICIA S.L.
SPEC-208 | Tornillo M3x12 AV | SuSub-31 | FARNELL
SPEC-209 | Frontal Cover b + Sticker | SuSub-16 | EQUALTIA CENTRO ESP. EMPLEO
SPEC-21 | Dual-b Frame | SuSub-51 | Joan Bonastre
SPEC-21 | Dual-b Frame | SUSUB-76 | TOTAL PLANNING
SPEC-210 | Leaseir Logo Front Sticker | SuSub-39 | KAOS PUBLICIDAD
SPEC-211 | Stage 5 MHR Xcell - 230 | SuSub-32 | INSYTE
SPEC-212 | Stage 6 MHR Xcell - 230 Console, Final Unpacked | SuSub-32 | INSYTE
SPEC-212/Caliport Dual | Stage 6 MHR Xcell - 230 Console, Final Unpacked, Caliport Dual | SuSub-32 | INSYTE
SPEC-212/Caliport Quad | Stage 6 MHR Xcell - 230 Console, Final Unpacked, Caliport Quad | SuSub-32 | INSYTE
SPEC-212_c | Stage 6 MHR Xcell - 230 Console, Final Unpacked | SuSub-32 | INSYTE
SPEC-213 | Fuse 16A 250VAC - 0034.3129 | SuSub-31 | FARNELL
SPEC-213 | Fuse 16A 250VAC - 0034.3129 | SuSub-55 | LEASEIR MEDICAL LIGHT
SPEC-214 | Fuse 10A 250VAC - 0034.3127 | SuSub-31 | FARNELL
SPEC-215 | Male thumbscrew knob, M4x10mm | SuSub-4 | ALSABE EFECTOS NAVALES E INDUSTRIALES SL
SPEC-216 | MHR Console Back | SuSub-23 | TECN Y PROY DE INGENIERÍA SL
SPEC-216/Fuse plate 110 | Console Back ASM - Fuse plate 110 | SuSub-23 | TECN Y PROY DE INGENIERÍA SL
SPEC-216/Fuse plate 110-130 | Console Back ASM - Fuse plate 110-130 | SuSub-23 | TECN Y PROY DE INGENIERÍA SL
SPEC-216/Fuse plate 230 | Console Back ASM - Fuse plate 230 | SuSub-23 | TECN Y PROY DE INGENIERÍA SL
SPEC-217 | M-F Hex Standoff Spacers, M3-05-5-2, 5mm, 5mm Long, M3, Brass | SuSub-4 | ALSABE EFECTOS NAVALES E INDUSTRIALES SL
SPEC-218 | Electronics Cover | SuSub-23 | TECN Y PROY DE INGENIERÍA SL
SPEC-219 | MHR back (gasket+tape) | SuSub-23 | TECN Y PROY DE INGENIERÍA SL
SPEC-220 | MHR Painted Back cover | SuSub-23 | TECN Y PROY DE INGENIERÍA SL
SPEC-221 | Console label cover | SuSub-61 | TRANSGLASS
SPEC-222 | Fuse plate 230 | SuSub-21 | TUKAN SOMOS IMPRESORES SLL
SPEC-223 | Fuse Plate 110 | SuSub-21 | TUKAN SOMOS IMPRESORES SLL
SPEC-224 | Countersunk Washer, 4.3 mm ID, 14 mm OD, SS | SuSub-4 | ALSABE EFECTOS NAVALES E INDUSTRIALES SL
SPEC-225 | Stage 6 MHR Xcell - 110 Console, Final Unpacked | SuSub-32 | INSYTE
SPEC-225/Fuse plate 110/Caliport Dual | Stage 6 MHR Xcell - 110 Console, Final Unpacked, fuse plate 110, Caliport Dual | SuSub-32 | INSYTE
SPEC-225/Fuse plate 110/Caliport Quad | Stage 6 MHR Xcell - 110 Console, Final Unpacked, fuse plate 110, Caliport Quad | SuSub-32 | INSYTE
SPEC-225/Fuse plate 110-130/Caliport Dual | Stage 6 MHR Xcell - 110 Console, Final Unpacked, fuse plate 110-130, Caliport Dual | SuSub-32 | INSYTE
SPEC-225/Fuse plate 110-130/Caliport Quad | Stage 6 MHR Xcell - 110 Console, Final Unpacked, fuse plate 110-130, Caliport Quad | SuSub-32 | INSYTE
SPEC-225_c | Stage 6 MHR Xcell - 110 Console, Final Unpacked | SuSub-32 | INSYTE
SPEC-228 | MHR-b caliport filter | SuSub-20 | LASERPAIR CO. LIMITED
SPEC-229 | MHR-b Caliport diffuser | SuSub-61 | TRANSGLASS
SPEC-23 | Quad-b Frame | SuSub-51 | Joan Bonastre
SPEC-23 | Quad-b Frame | SUSUB-76 | TOTAL PLANNING
SPEC-231 | MHR-b Caliport Label QUAD | SuSub-21 | TUKAN SOMOS IMPRESORES SLL
SPEC-233 | MHR-b Caliport Label DUAL | SuSub-21 | TUKAN SOMOS IMPRESORES SLL
SPEC-236/110 | MHR 110 - Mechanics/Cooling | SuSub-16 | EQUALTIA CENTRO ESP. EMPLEO
SPEC-236/230 | MHR 230 - Mechanics/Cooling | SuSub-16 | EQUALTIA CENTRO ESP. EMPLEO
SPEC-238 | Hex Socket Countersunk Head Screw, ISO 10642, M6 x 1.0 mm Thread, 20 mm Long, SS | SuSub-4 | ALSABE EFECTOS NAVALES E INDUSTRIALES SL
SPEC-239 | ISO 4762 M8 x 1.25 mm Thread, 20 mm Long | SuSub-4 | ALSABE EFECTOS NAVALES E INDUSTRIALES SL
SPEC-24 | MHR-b Umbilical coupling | SuSub-29 | DONGGUAN ZHUOHANG LTD
SPEC-241 | Socket Head Screw, ISO 4762 M4 x 0.7 mm Thread, 12 mm Long, SS | SuSub-4 | ALSABE EFECTOS NAVALES E INDUSTRIALES SL
SPEC-242 | Socket Head Screw, ISO 4762 M4 x 0.7 mm Thread, 16 mm Long, SS | SuSub-4 | ALSABE EFECTOS NAVALES E INDUSTRIALES SL
SPEC-244 | Touchscreen Support | SuSub-13 | LASER GALICIA S.L.
SPEC-245 | Caliport Support | SuSub-13 | LASER GALICIA S.L.
SPEC-245/DF | PTS-0071.003 [Caliport Support] DEFECTUOSO | SuSub-29 | DONGGUAN ZHUOHANG LTD
SPEC-246 | Power Mosfets Heatspreader | SuSub-13 | LASER GALICIA S.L.
SPEC-247 | Power-supply Mount | SuSub-13 | LASER GALICIA S.L.
SPEC-248 | Power-supply Enclosure | SuSub-13 | LASER GALICIA S.L.
SPEC-249 | 28x170mm, M8 Pole | SuSub-24 | MOTEDIS SLU
SPEC-250 | Caliport (Calibay MHR) | SuSub-29 | DONGGUAN ZHUOHANG LTD
SPEC-251 | MHR top tray | SuSub-13 | LASER GALICIA S.L.
SPEC-252 | Solenoid Valve - RSC-1 | SuSub-48 | YUYAO N4 INSTRUMENT FACTORY
SPEC-253 | MHR HP without Laserhead | SuSub-16 | EQUALTIA CENTRO ESP. EMPLEO
SPEC-253 | MHR HP without Laserhead | SuSub-32 | INSYTE
SPEC-254 | Fitting Bulkhead 6-6 - 3116 06 00 | SuSub-6 | COMERCIAL BECANI S.L.
SPEC-255 | MHR Frontal Cover | SuSub-9 | ENRIQUE AGUILAR
SPEC-256 | Stop switch EAO - 51-259.025 | SuSub-31 | FARNELL
SPEC-256 | Stop switch EAO - 51-259.025 | SuSub-45 | RS AMIDATA SAU
SPEC-257 | Mains Power Switch - MSM_19_LA_CS_ST_2P | SuSub-41 | MOUSER ELECTRONICS INCORPORATED
SPEC-26 | Hanger port Spacer | SuSub-29 | DONGGUAN ZHUOHANG LTD
SPEC-26 | Hanger port Spacer | SuSub-95 | XOMETRY
SPEC-260 | Shipping Crate | SuSub-10 | ENCAJA EMBALAJES DE MADERA S.L.
SPEC-261 | MHR Foams | SuSub-36 | ESPUMAENCASA LASTRAS, S.L.
SPEC-261 | MHR Foams | SuSub-43 | RAJAPACK SA
SPEC-264 | MHR base blue painted | SuSub-13 | LASER GALICIA S.L.
SPEC-265 | Screen support fixture | SuSub-29 | DONGGUAN ZHUOHANG LTD
SPEC-267 | Hanger port Spacer | SuSub-29 | DONGGUAN ZHUOHANG LTD
SPEC-268 | HP Hanger Port | SuSub-47 | SCULPTEO
SPEC-269 | Tesa 50577 Aluminum Tape | SuSub-23 | TECN Y PROY DE INGENIERÍA SL
SPEC-27 | Cover, Silentblocks (Color RAL 7012) | SuSub-29 | DONGGUAN ZHUOHANG LTD
SPEC-27 | Cover, Silentblocks (Color RAL 7012) | SuSub-95 | XOMETRY
SPEC-270 | WE-LT Conductive Shielding Gasket | SuSub-23 | TECN Y PROY DE INGENIERÍA SL
SPEC-270 | WE-LT Conductive Shielding Gasket | SuSub-31 | FARNELL
SPEC-270 | WE-LT Conductive Shielding Gasket | SuSub-41 | MOUSER ELECTRONICS INCORPORATED
SPEC-271 | Flat washer, ISO 7092, M4, 4.300 mm ID, 8 mm OD | SuSub-4 | ALSABE EFECTOS NAVALES E INDUSTRIALES SL
SPEC-272 | Socket Head Screw, ISO 4762 M8 x 1.25 mm Thread, 12 mm Long, SS | SuSub-4 | ALSABE EFECTOS NAVALES E INDUSTRIALES SL
SPEC-273 | ISO 4762 M3 x 0.5 mm Thread, 16 mm Long | SuSub-4 | ALSABE EFECTOS NAVALES E INDUSTRIALES SL
SPEC-274 | Flat washer, ISO 7092 M3, 3.200 mm ID, 6 mm OD, SS | SuSub-4 | ALSABE EFECTOS NAVALES E INDUSTRIALES SL
SPEC-275 | Socket Head Screw, ISO 4762 M3 x 0.5 mm Thread, 12 mm Long, 18-8 SS | SuSub-4 | ALSABE EFECTOS NAVALES E INDUSTRIALES SL
SPEC-276 | MOSS 0100210300VR M4 Countersunk Head, 16mm Nylon Slot Plain | SuSub-11 | ESSENTRA COMPONENTS S.L.U.
SPEC-276 | MOSS 0100210300VR M4 Countersunk Head, 16mm Nylon Slot Plain | SuSub-45 | RS AMIDATA SAU
SPEC-276 | MOSS 0100210300VR M4 Countersunk Head, 16mm Nylon Slot Plain | SuSub-55 | LEASEIR MEDICAL LIGHT
SPEC-278 | Hardcase + Accessories (NO HP) MHR | SuSub-16 | EQUALTIA CENTRO ESP. EMPLEO
SPEC-279 | Textile cover | SuSub-16 | EQUALTIA CENTRO ESP. EMPLEO
SPEC-279 | Textile cover | SuSub-89 | Fashion One España S.L.
SPEC-28 | Cap 1 tube | SuSub-29 | DONGGUAN ZHUOHANG LTD
SPEC-280 | Operator goggles - ATD #52 780-830nm O.D6+ | SuSub-20 | LASERPAIR CO. LIMITED
SPEC-281 | PAT patient blinds | SuSub-40 | LASER LINCE
SPEC-282 | YAXINY 002192 LANYARD | SuSub-4 | ALSABE EFECTOS NAVALES E INDUSTRIALES SL
SPEC-283 | FOOT PEDAL | SuSub-38 | IRIS SPA ACCESORIOS DE HIDROMASAJE S.L.
SPEC-284 | HP Cover Left | SuSub-9 | ENRIQUE AGUILAR
SPEC-285 | HP connector enclosure (4mod) | SuSub-29 | DONGGUAN ZHUOHANG LTD
SPEC-286 | Umbilical ferrule | SuSub-24 | MOTEDIS SLU
SPEC-287 | Ferrule cover | SuSub-29 | DONGGUAN ZHUOHANG LTD
SPEC-288 | Umbilical Connector Ferrule Clip | SuSub-47 | SCULPTEO
SPEC-289 | HP sticker cover | SuSub-61 | TRANSGLASS
SPEC-29 | Cap 4 tubes | SuSub-29 | DONGGUAN ZHUOHANG LTD
SPEC-290 | Harting lever - 09 00 0005221 | SuSub-30 | ARROW IBERIA ELECTRONICA SLU
SPEC-290 | Harting lever - 09 00 0005221 | SuSub-41 | MOUSER ELECTRONICS INCORPORATED
SPEC-290 | Harting lever - 09 00 0005221 | SuSub-45 | RS AMIDATA SAU
SPEC-290 | Harting lever - 09 00 0005221 | SuSub-55 | LEASEIR MEDICAL LIGHT
SPEC-290 | Harting lever - 09 00 0005221 | SUSUB-72 | ELECTRONICA EDIMAR
SPEC-291 | Harting Hinged 4mod frame - 09 14 016 0313 | SuSub-45 | RS AMIDATA SAU
SPEC-291 | Harting Hinged 4mod frame - 09 14 016 0313 | SUSUB-72 | ELECTRONICA EDIMAR
SPEC-291/DF | PTS-0566 [Harting Hinged 4mod frame - 09 14 016 0313] DEFECTUOSO | SuSub-45 | RS AMIDATA SAU
SPEC-292 | Harting 8 signal male - 09 14 008 2634 | SuSub-45 | RS AMIDATA SAU
SPEC-292 | Harting 8 signal male - 09 14 008 2634 | SUSUB-72 | ELECTRONICA EDIMAR
SPEC-293 | Harting x2 40A male - 09 14 002 2601 | SuSub-45 | RS AMIDATA SAU
SPEC-293 | Harting x2 40A male - 09 14 002 2601 | SUSUB-72 | ELECTRONICA EDIMAR
SPEC-294 | Tornillo de nylon cabeza plana ranurada M3X16 (RS 291-379) | SuSub-45 | RS AMIDATA SAU
SPEC-295 | Socket Head Screw, ISO 4762 M5 x 0.8 mm Thread, 10 mm Long, SS | SuSub-4 | ALSABE EFECTOS NAVALES E INDUSTRIALES SL
SPEC-296 | Clevis Pin Plane Washer, ISO 7092 M5, 5.300 mm ID, 9.0 mm OD, SS | SuSub-4 | ALSABE EFECTOS NAVALES E INDUSTRIALES SL
SPEC-297 | Socket Head Screw, ISO 4762 M5 x 0.8 mm Thread, 6 mm Long, SS | SuSub-4 | ALSABE EFECTOS NAVALES E INDUSTRIALES SL
SPEC-298 | PVC hose L=1850mm | SuSub-37 | FREELIN-WADE A COILHOSE CO.
SPEC-298 | PVC hose L=1850mm | SuSub-55 | LEASEIR MEDICAL LIGHT
SPEC-299/BLUE | AFIRENAS L H07Z1-K (AS) TYPE 2 Section 1x4mm2 - BLUE | SuSub-34 | ASCABLE-RECAEL
SPEC-299/RED | AFIRENAS L H07Z1-K (AS) TYPE 2 Section 1x4mm2 - RED | SuSub-34 | ASCABLE-RECAEL
SPEC-3 | LNR Capacitor Enclosure | SuSub-13 | LASER GALICIA S.L.
SPEC-30 | HP Hanger clip | SuSub-12 | GD Tech Co LTD
SPEC-30 | HP Hanger clip | SuSub-29 | DONGGUAN ZHUOHANG LTD
SPEC-300 | RTAP ZH CPR 8x0.2 - 24AWG*8c in sleeve (Ascable-Recael) | SuSub-34 | ASCABLE-RECAEL
SPEC-300 | RTAP ZH CPR 8x0.2 - 24AWG*8c in sleeve (Ascable-Recael) | SUSUB-78 | LUX GIJON
SPEC-301 | WIR-0101.001 [CA EMI FILTER LOAD] | SuSub-13 | LASER GALICIA S.L.
SPEC-301 | WIR-0101.001 [CA EMI FILTER LOAD] | SuSub-7 | BMA TECHNOLOGIES LTD
SPEC-302 | Door Lock Jack Plug - TM1RBJ | SuSub-31 | FARNELL
SPEC-303 | IEC C19 Power Cord - Europa | SuSub-30 | ARROW IBERIA ELECTRONICA SLU
SPEC-303 | IEC C19 Power Cord - Europa | SuSub-31 | FARNELL
SPEC-303 | IEC C19 Power Cord - Europa | SuSub-45 | RS AMIDATA SAU
SPEC-303/3 Threads | IEC C19 Power Cord - 3 Threads | SuSub-31 | FARNELL
SPEC-303/3 Threads | IEC C19 Power Cord - 3 Threads | SuSub-45 | RS AMIDATA SAU
SPEC-303/5M | IEC C19 Power Cord - Europa - 5 meters | SuSub-31 | FARNELL
SPEC-303/5M | IEC C19 Power Cord - Europa - 5 meters | SuSub-45 | RS AMIDATA SAU
SPEC-303/5M/DF | IEC C19 Power Cord - Europa - 5 meters DEFECTUOSO | SuSub-45 | RS AMIDATA SAU
SPEC-303/USA | IEC C19 Power Cord - USA | SuSub-31 | FARNELL
SPEC-303/USA | IEC C19 Power Cord - USA | SuSub-45 | RS AMIDATA SAU
SPEC-305 | WIR-0103.001 (BMA BTHK760-0111) | SuSub-13 | LASER GALICIA S.L.
SPEC-305 | WIR-0103.001 (BMA BTHK760-0111) | SuSub-7 | BMA TECHNOLOGIES LTD
SPEC-306 | WIR-0104.001 [CA LASER HEAD DATA] | SuSub-13 | LASER GALICIA S.L.
SPEC-306 | WIR-0104.001 [CA LASER HEAD DATA] | SuSub-7 | BMA TECHNOLOGIES LTD
SPEC-307 | WIR-0105.002 [CA RS232 HARNESS] (0.4) | SuSub-7 | BMA TECHNOLOGIES LTD
SPEC-308 | WIR-0106.001 (BMA BTHK760-0113) | SuSub-13 | LASER GALICIA S.L.
SPEC-308 | WIR-0106.001 (BMA BTHK760-0113) | SuSub-7 | BMA TECHNOLOGIES LTD
SPEC-309 | WIR-0107.001 [CA 12V POWER SUPPLY AND CAPACITOR CHARGER HARNESS] | SuSub-13 | LASER GALICIA S.L.
SPEC-309 | WIR-0107.001 [CA 12V POWER SUPPLY AND CAPACITOR CHARGER HARNESS] | SuSub-7 | BMA TECHNOLOGIES LTD
SPEC-31 | MHR-b caliport housing | SuSub-29 | DONGGUAN ZHUOHANG LTD
SPEC-31 | MHR-b caliport housing | SuSub-95 | XOMETRY
SPEC-318 | CA MODULAR IR SENSOR | SuSub-32 | INSYTE
SPEC-318 | CA MODULAR IR SENSOR | SuSub-7 | BMA TECHNOLOGIES LTD
SPEC-319 | HP Cover Right | SuSub-9 | ENRIQUE AGUILAR
SPEC-32 | MHR-b Caliport back cover - Color RAL 7012 | SuSub-12 | GD Tech Co LTD
SPEC-32 | MHR-b Caliport back cover - Color RAL 7012 | SuSub-29 | DONGGUAN ZHUOHANG LTD
SPEC-32 | MHR-b Caliport back cover - Color RAL 7012 | SuSub-95 | XOMETRY
SPEC-320 | Lanyard Screw 10258/AS-M3 | SuSub-4 | ALSABE EFECTOS NAVALES E INDUSTRIALES SL
SPEC-321 | Socket Countersunk Head Screw, ISO 10642, M3 x 0.5 mm Thread, 8 mm Long, SS | SuSub-4 | ALSABE EFECTOS NAVALES E INDUSTRIALES SL
SPEC-322 | Socket Head Screw, ISO 4762 M3 x 0.5 mm Thread, 8 mm Long, SS | SuSub-4 | ALSABE EFECTOS NAVALES E INDUSTRIALES SL
SPEC-323 | Hex Nut, DIN 934, M3 x 0.5 mm Thread, Zinc-Plated, Class 8 | SuSub-4 | ALSABE EFECTOS NAVALES E INDUSTRIALES SL
SPEC-324 | Pan Head Screw, MOSS 0080150000VR M3x30, Thread Length 30.0 mm, PA | SuSub-11 | ESSENTRA COMPONENTS S.L.U.
SPEC-325 | Warranty Seal | SuSub-47 | SCULPTEO
SPEC-326 | Expandable Braided Nylon Grey Cable Sleeve, 5m Length | SuSub-45 | RS AMIDATA SAU
SPEC-326 | Expandable Braided Nylon Grey Cable Sleeve, 5m Length | SuSub-55 | LEASEIR MEDICAL LIGHT
SPEC-327 | Legris - 3106 04 06 - Union 6-4mm | SuSub-6 | COMERCIAL BECANI S.L.
SPEC-328 | RS PRO Insulated Ring Terminal, M4 Stud Size, 2.5mm² to 6mm² Wire Size, Yellow | SuSub-45 | RS AMIDATA SAU
SPEC-329 | Base (blue painted) | SuSub-13 | LASER GALICIA S.L.
SPEC-33 | Hanger Port L | SuSub-12 | GD Tech Co LTD
SPEC-33 | Hanger Port L | SuSub-29 | DONGGUAN ZHUOHANG LTD
SPEC-33 | Hanger Port L | SuSub-95 | XOMETRY
SPEC-330 | LEASEIR DUAL 810-b Handpiece | SuSub-32 | INSYTE
SPEC-332 | Fitting 90º M5_D3 - 3218 03 19 | SuSub-6 | COMERCIAL BECANI S.L.
SPEC-333 | Straight Threaded Fitting M5_D4 - 3114 04 19 | SuSub-6 | COMERCIAL BECANI S.L.
SPEC-334 | ANTIFREEZE CC-30 [COOLANT-ANTIFREEZE CC 30%] | SuSub-4 | ALSABE EFECTOS NAVALES E INDUSTRIALES SL
SPEC-334 | ANTIFREEZE CC-30 [COOLANT-ANTIFREEZE CC 30%] | SuSub-55 | LEASEIR MEDICAL LIGHT
SPEC-336 | Crimp end ferrule, Insulated, 8mm Pin, Black 16AWG 1.5mm² | SuSub-31 | FARNELL
SPEC-336 | Crimp end ferrule, Insulated, 8mm Pin, Black 16AWG 1.5mm² | SuSub-45 | RS AMIDATA SAU
SPEC-337 | Flat Tip Screw, ISO 4026, M3 x 0.5 mm Thread, 4 mm Long, SS | SuSub-4 | ALSABE EFECTOS NAVALES E INDUSTRIALES SL
SPEC-338 | CA CONSOLE MODULAR CONNECTOR | SuSub-32 | INSYTE
SPEC-338 | CA CONSOLE MODULAR CONNECTOR | SuSub-7 | BMA TECHNOLOGIES LTD
SPEC-339 | CA AC MAINS | SuSub-32 | INSYTE
SPEC-339 | CA AC MAINS | SuSub-7 | BMA TECHNOLOGIES LTD
SPEC-34 | MHR-b Umbilical support | SuSub-12 | GD Tech Co LTD
SPEC-34 | MHR-b Umbilical support | SuSub-29 | DONGGUAN ZHUOHANG LTD
SPEC-340 | Flat-tip Screw, DIN 913, M5 x 0.8 mm Thread, 6 mm Long, SS | SuSub-4 | ALSABE EFECTOS NAVALES E INDUSTRIALES SL
SPEC-341 | Flat-tip Screw, ISO 4026 , M5 x 0.8 mm Thread, 10 mm Long, SS | SuSub-4 | ALSABE EFECTOS NAVALES E INDUSTRIALES SL
SPEC-342 | Plain Washer, ISO 7089, M5, 5.3 mm ID, 10 mm OD, SS | SuSub-4 | ALSABE EFECTOS NAVALES E INDUSTRIALES SL
SPEC-345 | MHR-b Trigger capsule | SuSub-47 | SCULPTEO
SPEC-347 | CA 48VDC PS OUTPUT | SuSub-32 | INSYTE
SPEC-347 | CA 48VDC PS OUTPUT | SuSub-7 | BMA TECHNOLOGIES LTD
SPEC-348 | CA STOP SWITCH | SuSub-32 | INSYTE
SPEC-348 | CA STOP SWITCH | SuSub-7 | BMA TECHNOLOGIES LTD
SPEC-349 | Laserhead dual 810-b | SuSub-32 | INSYTE
SPEC-35 | MHR-b Umbilical Ferrule | SuSub-29 | DONGGUAN ZHUOHANG LTD
SPEC-35 | MHR-b Umbilical Ferrule | SuSub-95 | XOMETRY
SPEC-350 | Monocrom - 1ENSPSTM90-026, 808nm diode+Dual Prism | SuSub-3 | MONOCROM S.L
SPEC-352 | Dual-b tip | SuSub-32 | INSYTE
SPEC-353 | Dual insulator | SuSub-47 | SCULPTEO
SPEC-354 | Sensors 20Bs | SuSub-32 | INSYTE
SPEC-354_c | Sensors 20Bs | SuSub-32 | INSYTE
SPEC-356 | Diode IR Sensor Mount 20BS | SuSub-47 | SCULPTEO
SPEC-357 | Diode IR Sensor TIp Mount | SuSub-47 | SCULPTEO
SPEC-358 | Diode IR Sensor Mount 10BS | SuSub-47 | SCULPTEO
SPEC-359 | Melexis MLX 90615 | SuSub-8 | DIGI-KEY
SPEC-36 | b - HP connector enclosure x4 (HARTBASE) | SuSub-29 | DONGGUAN ZHUOHANG LTD
SPEC-36 | b - HP connector enclosure x4 (HARTBASE) | SuSub-95 | XOMETRY
SPEC-36/DF | PTS-1646.002 [b- HP connector enclosure x4] DEFECTUOSO | SuSub-29 | DONGGUAN ZHUOHANG LTD
SPEC-360 | Mounted IR Sensor - tip | SuSub-32 | INSYTE
SPEC-361 | Molex 15131-0401, Pico-Lock-to-Pico-Lock Off-the -Shelf Cable Assembly,Female-Female, Single Row, 100mm Long, 4 circuits | SuSub-31 | FARNELL
SPEC-362 | MHR-b R cover + Hanger | SuSub-23 | TECN Y PROY DE INGENIERÍA SL
SPEC-363 | MHR b HP Cover R | SuSub-9 | ENRIQUE AGUILAR
SPEC-364 | Socket Countersunk Head Screw, ISO 10642, M2.5 x 0.45 mm Thread, 8 mm Long, SS | SuSub-4 | ALSABE EFECTOS NAVALES E INDUSTRIALES SL
SPEC-366 | b HP trigger in mount | SuSub-32 | INSYTE
SPEC-367 | HP Seal 810 | SuSub-47 | SCULPTEO
SPEC-368 | Multimec 1PS-06 | SuSub-31 | FARNELL
SPEC-368 | Multimec 1PS-06 | SuSub-41 | MOUSER ELECTRONICS INCORPORATED
SPEC-369 | Multimec 5GTH9XX | SuSub-31 | FARNELL
SPEC-369 | Multimec 5GTH9XX | SuSub-45 | RS AMIDATA SAU
SPEC-37 | MHR-b CaliSingle Body | SuSub-29 | DONGGUAN ZHUOHANG LTD
SPEC-370 | Switch Holder | SuSub-47 | SCULPTEO
SPEC-370/DF | Switch Holder | SuSub-47 | SCULPTEO
SPEC-373 | CA KEYSWITCH | SuSub-32 | INSYTE
SPEC-373 | CA KEYSWITCH | SuSub-7 | BMA TECHNOLOGIES LTD
SPEC-374 | CA EMBEDDED 12VDC + UART | SuSub-32 | INSYTE
SPEC-374 | CA EMBEDDED 12VDC + UART | SuSub-7 | BMA TECHNOLOGIES LTD
SPEC-375 | CA CHILLER ENABLE | SuSub-32 | INSYTE
SPEC-375 | CA CHILLER ENABLE | SuSub-7 | BMA TECHNOLOGIES LTD
SPEC-376 | CA MOSFET SOURCE | SuSub-32 | INSYTE
SPEC-376 | CA MOSFET SOURCE | SuSub-7 | BMA TECHNOLOGIES LTD
SPEC-377 | CA 12VDC CHARGER BOARD | SuSub-32 | INSYTE
SPEC-377 | CA 12VDC CHARGER BOARD | SuSub-7 | BMA TECHNOLOGIES LTD
SPEC-378 | CA MOSFET GATE | SuSub-32 | INSYTE
SPEC-378 | CA MOSFET GATE | SuSub-7 | BMA TECHNOLOGIES LTD
SPEC-379 | CA 12-24VDC INPUT MAINBOARD | SuSub-32 | INSYTE
SPEC-379 | CA 12-24VDC INPUT MAINBOARD | SuSub-7 | BMA TECHNOLOGIES LTD
SPEC-38 | MHR-b CaliDual Body | SuSub-12 | GD Tech Co LTD
SPEC-38 | MHR-b CaliDual Body | SuSub-29 | DONGGUAN ZHUOHANG LTD
SPEC-38 | MHR-b CaliDual Body | SuSub-95 | XOMETRY
SPEC-380 | CA PS INPUT | SuSub-32 | INSYTE
SPEC-380 | CA PS INPUT | SuSub-7 | BMA TECHNOLOGIES LTD
SPEC-381 | CA CAPACITOR CHARGE | SuSub-32 | INSYTE
SPEC-381 | CA CAPACITOR CHARGE | SuSub-7 | BMA TECHNOLOGIES LTD
SPEC-382 | Quad insulator | SuSub-47 | SCULPTEO
SPEC-383 | Quad-b tip | SuSub-32 | INSYTE
SPEC-384 | CA PHOTODIODES | SuSub-32 | INSYTE
SPEC-384 | CA PHOTODIODES | SuSub-7 | BMA TECHNOLOGIES LTD
SPEC-385 | Quad-b sleeve | SuSub-65 | China Synergy Group
SPEC-386 | CA TOUCH CONTROLLER | SuSub-32 | INSYTE
SPEC-386 | CA TOUCH CONTROLLER | SuSub-7 | BMA TECHNOLOGIES LTD
SPEC-387 | CA EXTENSION (VALVES,SENSOR NTC) | SuSub-32 | INSYTE
SPEC-387 | CA EXTENSION (VALVES,SENSOR NTC) | SuSub-7 | BMA TECHNOLOGIES LTD
SPEC-388 | CA LVDS | SuSub-32 | INSYTE
SPEC-388 | CA LVDS | SuSub-7 | BMA TECHNOLOGIES LTD
SPEC-389 | CA AC COOLING UNIT (FILTER INPUT, COMPRESSOR) | SuSub-32 | INSYTE
SPEC-389 | CA AC COOLING UNIT (FILTER INPUT, COMPRESSOR) | SuSub-7 | BMA TECHNOLOGIES LTD
SPEC-39 | MHR-b CaliQuad Body | SuSub-12 | GD Tech Co LTD
SPEC-39 | MHR-b CaliQuad Body | SuSub-29 | DONGGUAN ZHUOHANG LTD
SPEC-39 | MHR-b CaliQuad Body | SuSub-95 | XOMETRY
SPEC-390 | CA AC COOLING UNIT (FILTER LOAD, RELAY INPUT) | SuSub-32 | INSYTE
SPEC-390 | CA AC COOLING UNIT (FILTER LOAD, RELAY INPUT) | SuSub-7 | BMA TECHNOLOGIES LTD
SPEC-391 | CA AC COOLING UNIT (FILTER OUTPUT, COMPRESSOR OUTPUT AND CHILLER FAN) | SuSub-32 | INSYTE
SPEC-391 | CA AC COOLING UNIT (FILTER OUTPUT, COMPRESSOR OUTPUT AND CHILLER FAN) | SuSub-7 | BMA TECHNOLOGIES LTD
SPEC-392 | CA VALVES AND PUMP CONTROL RELAY | SuSub-32 | INSYTE
SPEC-392 | CA VALVES AND PUMP CONTROL RELAY | SuSub-7 | BMA TECHNOLOGIES LTD
SPEC-394 | LEASEIR QUAD 810-b Handpiece | SuSub-32 | INSYTE
SPEC-395 | Laserhead quad 810-b | SuSub-32 | INSYTE
SPEC-396 | Socket Head Screw, ISO 4762 M5 x 0.8 mm Thread, 8 mm Long | SuSub-4 | ALSABE EFECTOS NAVALES E INDUSTRIALES SL
SPEC-397 | Half din rail | SuSub-13 | LASER GALICIA S.L.
SPEC-4 | Crate Mount | SuSub-13 | LASER GALICIA S.L.
SPEC-40 | Painted MHR-b Hanger port mount | SuSub-13 | LASER GALICIA S.L.
SPEC-40 | Painted MHR-b Hanger port mount | SuSub-23 | TECN Y PROY DE INGENIERÍA SL
SPEC-400 | Socket Head Screw, ISO 4762 M5 x 0.8 mm Thread, 12 mm Long, SS | SuSub-4 | ALSABE EFECTOS NAVALES E INDUSTRIALES SL
SPEC-406 | Blue tube OD.8mm, ID.5.5mm, 25mts - 1025U08 04 | SuSub-6 | COMERCIAL BECANI S.L.
SPEC-407 | Blue tube OD.6mm, ID.4mm, 25mts - 1025U06 04 | SuSub-6 | COMERCIAL BECANI S.L.
SPEC-408 | MHR Crate Mount | SuSub-13 | LASER GALICIA S.L.
SPEC-409 | MHR Cover, Silentblock | SuSub-29 | DONGGUAN ZHUOHANG LTD
SPEC-410 | MHR CAP 4 TUBES - CHILLER | SuSub-29 | DONGGUAN ZHUOHANG LTD
SPEC-411 | MHR CAP 1 TUBE - CHILLER | SuSub-29 | DONGGUAN ZHUOHANG LTD
SPEC-412 | MHR SUCTION CANNULA | SuSub-4 | ALSABE EFECTOS NAVALES E INDUSTRIALES SL
SPEC-413 | 28x515mm, M8 Pole | SuSub-24 | MOTEDIS SLU
SPEC-414 | MHR LNR CAPACITOR ENCLOSURE | SuSub-13 | LASER GALICIA S.L.
SPEC-415 | Set 2 Mounts for Front cover - Base | SuSub-13 | LASER GALICIA S.L.
SPEC-416 | O ring (cordón tórico de silicona, tubos de 5m) (meter a stock por mts) | SuSub-45 | RS AMIDATA SAU
SPEC-417 | MHR Console label cover | SuSub-61 | TRANSGLASS
SPEC-418 | Clear tube, OD.4mm, ID.2,5mm, 25mts - 1025U04R08 | SuSub-55 | LEASEIR MEDICAL LIGHT
SPEC-418 | Clear tube, OD.4mm, ID.2,5mm, 25mts - 1025U04R08 | SuSub-6 | COMERCIAL BECANI S.L.
SPEC-419 | Connector console cover | SuSub-29 | DONGGUAN ZHUOHANG LTD
SPEC-420 | Connector M5 ferrule | SuSub-29 | DONGGUAN ZHUOHANG LTD
SPEC-421 | Connector M5 cotter | SuSub-29 | DONGGUAN ZHUOHANG LTD
SPEC-422 | M3 nut cover | SuSub-29 | DONGGUAN ZHUOHANG LTD
SPEC-423 | Pneumatic male fitting Ø4 - Harting 09 14 000 6153 | SuSub-31 | FARNELL
SPEC-423 | Pneumatic male fitting Ø4 - Harting 09 14 000 6153 | SuSub-45 | RS AMIDATA SAU
SPEC-424 | Harting 8 signal female - 09 14 008 2734 | SuSub-31 | FARNELL
SPEC-425 | Capillary | SuSub-42 | PECOMARK
SPEC-426 | Single Tip, Coated | SUSUB-52 | TECHMETALS
SPEC-426 | Single Tip, Coated | SUSUB-84 | OERLIKON BALZERS COATING SPAIN SAU
SPEC-426/DF | PTS-0490.002 [Single Tip, Coated] (ACRO) DEFECTUOSO | SUSUB-73 | CROMADOS ACRO
SPEC-426/OER | Single Tip, Coated | SUSUB-52 | TECHMETALS
SPEC-426/OER | Single Tip, Coated | SUSUB-84 | OERLIKON BALZERS COATING SPAIN SAU
SPEC-427 | Quad Tip, Coated | SuSub-29 | DONGGUAN ZHUOHANG LTD
SPEC-427 | Quad Tip, Coated | SUSUB-52 | TECHMETALS
SPEC-427 | Quad Tip, Coated | SUSUB-84 | OERLIKON BALZERS COATING SPAIN SAU
SPEC-427/DF | Puntera Quad MHR Cromada (ACRO) CON DEFECTOS | SUSUB-73 | CROMADOS ACRO
SPEC-427/OER | Quad Tip, Coated | SuSub-29 | DONGGUAN ZHUOHANG LTD
SPEC-427/OER | Quad Tip, Coated | SUSUB-52 | TECHMETALS
SPEC-427/OER | Quad Tip, Coated | SUSUB-84 | OERLIKON BALZERS COATING SPAIN SAU
SPEC-428 | Dual Tip, coated | SuSub-29 | DONGGUAN ZHUOHANG LTD
SPEC-428 | Dual Tip, coated | SUSUB-52 | TECHMETALS
SPEC-428 | Dual Tip, coated | SUSUB-84 | OERLIKON BALZERS COATING SPAIN SAU
SPEC-428/DF | Puntera Dual MHR Cromada (ACRO) CON DEFECTOS | SUSUB-73 | CROMADOS ACRO
SPEC-428/OER | Dual Tip, coated | SuSub-29 | DONGGUAN ZHUOHANG LTD
SPEC-428/OER | Dual Tip, coated | SUSUB-52 | TECHMETALS
SPEC-428/OER | Dual Tip, coated | SUSUB-84 | OERLIKON BALZERS COATING SPAIN SAU
SPEC-429 | Single window | SuSub-22 | FUZHOU JYS OPTRONICS CO. LTD
SPEC-430 | Quad window | SuSub-22 | FUZHOU JYS OPTRONICS CO. LTD
SPEC-431 | Dual window | SuSub-22 | FUZHOU JYS OPTRONICS CO. LTD
SPEC-432 | M5 x 5.5 Nipple | SuSub-12 | GD Tech Co LTD
SPEC-432 | M5 x 5.5 Nipple | SuSub-29 | DONGGUAN ZHUOHANG LTD
SPEC-434 | LBS-8020-13x14-2 diode laser head | SuSub-3 | MONOCROM S.L
SPEC-435 | LBS-8020-25x14-2 diode laser head | SuSub-3 | MONOCROM S.L
SPEC-436 | Mains EMI Filter - SFN2030B-16-06 | SuSub-30 | ARROW IBERIA ELECTRONICA SLU
SPEC-436 | Mains EMI Filter - SFN2030B-16-06 | SuSub-31 | FARNELL
SPEC-436 | Mains EMI Filter - SFN2030B-16-06 | SuSub-41 | MOUSER ELECTRONICS INCORPORATED
SPEC-436/DF | PTS-0409 [Mains Emi filter - Schaffner SFN2030B-16-06] DEFECTUOSO | SuSub-45 | RS AMIDATA SAU
SPEC-437 | Door interlock socket - Cliff-CL12207 | SuSub-31 | FARNELL
SPEC-438 | Fuse socket 5x20mm - Littelfuse Inc.- 82000000005 | SuSub-31 | FARNELL
SPEC-438/DF | ASM-0408 [Fuse socket 5x20mm - Littelfuse Inc.- 82000000005] DEFECTUOSO | SuSub-31 | FARNELL
SPEC-439 | Mains IEC C20 Socket | SuSub-31 | FARNELL
SPEC-439 | Mains IEC C20 Socket | SuSub-41 | MOUSER ELECTRONICS INCORPORATED
SPEC-440 | Fitting M5 4mm T - 3198 04 19 | SuSub-6 | COMERCIAL BECANI S.L.
SPEC-441 | Fitting M5 4mm 90 - 3169 04 19 | SuSub-6 | COMERCIAL BECANI S.L.
SPEC-441/METALWORK | Racor acodado 2L31001 Metalwork | SuSub-6 | COMERCIAL BECANI S.L.
SPEC-442 | O ring 2x1 | SuSub-4 | ALSABE EFECTOS NAVALES E INDUSTRIALES SL
SPEC-442 | O ring 2x1 | SuSub-44 | ROEIRASA
SPEC-443 | O ring 33x1.5 | SuSub-4 | ALSABE EFECTOS NAVALES E INDUSTRIALES SL
SPEC-444 | Pan Head Screw, ISO 7045 M4 x 0.70 mm Thread, 6mm Long, SS | SuSub-4 | ALSABE EFECTOS NAVALES E INDUSTRIALES SL
SPEC-447 | TORNILLO DIN 912 M4x30 INOX (ALLEN) | SuSub-13 | LASER GALICIA S.L.
SPEC-447 | TORNILLO DIN 912 M4x30 INOX (ALLEN) | SuSub-4 | ALSABE EFECTOS NAVALES E INDUSTRIALES SL
SPEC-449 | Socket Head Screw, ISO 4762 M4 x 0.7 mm Thread, 8 mm Long, SS | SuSub-4 | ALSABE EFECTOS NAVALES E INDUSTRIALES SL
SPEC-450 | Prevailing Torque Nut, M4 x 0.7 mm Thread, 5.3 mm High, Class 8, Zinc Plated | SuSub-4 | ALSABE EFECTOS NAVALES E INDUSTRIALES SL
SPEC-451 | Pan Head Screws, M4 x 0.70 mm Thread, 8mm Long, SS | SuSub-4 | ALSABE EFECTOS NAVALES E INDUSTRIALES SL
SPEC-452 | Multicomp S286B-1 Keyswitch | SuSub-31 | FARNELL
SPEC-453 | Airswitch - Herga 6872-AC | SuSub-31 | FARNELL
SPEC-454 | Door Interlock NP2RX-BAG | SuSub-30 | ARROW IBERIA ELECTRONICA SLU
SPEC-454 | Door Interlock NP2RX-BAG | SuSub-31 | FARNELL
SPEC-455 | Pneumatic x3 Body - Harting 09 14 003 4501 | SuSub-31 | FARNELL
SPEC-455 | Pneumatic x3 Body - Harting 09 14 003 4501 | SUSUB-72 | ELECTRONICA EDIMAR
SPEC-456 | Han Modular x2 40A - HARTING 09 14 002 2701 | SuSub-31 | FARNELL
SPEC-456 | Han Modular x2 40A - HARTING 09 14 002 2701 | SuSub-45 | RS AMIDATA SAU
SPEC-457 | Prevailing Torque Nut, M3 x 0.5 mm Thread, 4 mm High, Class 8, Zinc Plated | SuSub-4 | ALSABE EFECTOS NAVALES E INDUSTRIALES SL
SPEC-458 | Mounted IR Sensor - 10bs | SuSub-32 | INSYTE
SPEC-459/DF | ASM-0482.002 [ASM Quad Tip] CROMADA Y CON CAPILAR EQUALTIA DEFECTUOSO | SuSub-16 | EQUALTIA CENTRO ESP. EMPLEO
SPEC-461/DF | ASM-0468.002 [ASM Single Tip] CROMADA Y CON CAPILAR EQUALTIA DEFECTUOSO | SuSub-16 | EQUALTIA CENTRO ESP. EMPLEO
SPEC-462 | PCB HandSwitch + Buffer | SuSub-32 | INSYTE
SPEC-463 | Hex Nut, DIN 934 M3 x 0.5 mm Thread, SS | SuSub-4 | ALSABE EFECTOS NAVALES E INDUSTRIALES SL
SPEC-464/DF | PUNTERA MHR DUAL COMPLETA, CROMADA Y CON CAPILAR EQUALTIA DEFECTUOSO | SuSub-16 | EQUALTIA CENTRO ESP. EMPLEO
SPEC-466 | SINGLE 810 LH | SuSub-16 | EQUALTIA CENTRO ESP. EMPLEO
SPEC-466 | SINGLE 810 LH | SuSub-32 | INSYTE
SPEC-467 | DUAL 810 LH | SuSub-32 | INSYTE
SPEC-468 | QUAD 810 LH | SuSub-32 | INSYTE
SPEC-469 | MHR Console label 110 - English version | SuSub-21 | TUKAN SOMOS IMPRESORES SLL
SPEC-47 | MHR Electronics Cover | SuSub-23 | TECN Y PROY DE INGENIERÍA SL
SPEC-470 | PCB Main Board MDD | SuSub-32 | INSYTE
SPEC-472 | PCB Cap Charger | SuSub-32 | INSYTE
SPEC-472. | PCB Cap Charger | SuSub-32 | INSYTE
SPEC-473 | PCB Lambda relay | SuSub-32 | INSYTE
SPEC-473 | PCB Lambda relay | SuSub-70 | Eurocircuits (SU-LML)
SPEC-473 | PCB Lambda relay | SUSUB-71 | ELECTRONICA Y COMUNICACIONES NOROESTE S.L.
SPEC-474 | PCB 12V Thermostat | SuSub-33 | AMIYOLED
SPEC-474 | PCB 12V Thermostat | SUSUB-71 | ELECTRONICA Y COMUNICACIONES NOROESTE S.L.
SPEC-479/110 | LEASEIR MHR LASER SYSTEM 110 CONSOLE | SuSub-16 | EQUALTIA CENTRO ESP. EMPLEO
SPEC-479/110 | LEASEIR MHR LASER SYSTEM 110 CONSOLE | SuSub-32 | INSYTE
SPEC-479/230 | LEASEIR MHR LASER SYSTEM 230 CONSOLE | SuSub-16 | EQUALTIA CENTRO ESP. EMPLEO
SPEC-479/230 | LEASEIR MHR LASER SYSTEM 230 CONSOLE | SuSub-32 | INSYTE
SPEC-480/110 | MHR 110 Wirings | SuSub-16 | EQUALTIA CENTRO ESP. EMPLEO
SPEC-480/110 | MHR 110 Wirings | SuSub-32 | INSYTE
SPEC-480/230 | MHR 230 Wirings | SuSub-16 | EQUALTIA CENTRO ESP. EMPLEO
SPEC-480/230 | MHR 230 Wirings | SuSub-32 | INSYTE
SPEC-482 | Single 810 Handpiece | SuSub-16 | EQUALTIA CENTRO ESP. EMPLEO
SPEC-482 | Single 810 Handpiece | SuSub-32 | INSYTE
SPEC-483 | Dual 810 Handpiece | SuSub-16 | EQUALTIA CENTRO ESP. EMPLEO
SPEC-483 | Dual 810 Handpiece | SuSub-32 | INSYTE
SPEC-484 | Quad 810 Handpiece | SuSub-16 | EQUALTIA CENTRO ESP. EMPLEO
SPEC-484 | Quad 810 Handpiece | SuSub-32 | INSYTE
SPEC-485 | MHR Console label 230 - English version | SuSub-21 | TUKAN SOMOS IMPRESORES SLL
SPEC-486 | MHR Console label 110 - Spanish version | SuSub-21 | TUKAN SOMOS IMPRESORES SLL
SPEC-487 | PCB Buffer ASM (placa PCB de los MDD, no de los MHR) | SuSub-32 | INSYTE
SPEC-487 | PCB Buffer ASM (placa PCB de los MDD, no de los MHR) | SUSUB-71 | ELECTRONICA Y COMUNICACIONES NOROESTE S.L.
SPEC-488 | MHR Console label 230 - Spanish version | SuSub-21 | TUKAN SOMOS IMPRESORES SLL
SPEC-489 | MHR Console label 110 - Italian version | SuSub-21 | TUKAN SOMOS IMPRESORES SLL
SPEC-490 | MHR Console label 230 - Italian version | SuSub-21 | TUKAN SOMOS IMPRESORES SLL
SPEC-492 | Mains, Key, Fuse Enclosure | SuSub-29 | DONGGUAN ZHUOHANG LTD
SPEC-492/DF | PTS-0088.002 [Mains, Key, Fuse Enclosure] DEFECTUOSO | SuSub-29 | DONGGUAN ZHUOHANG LTD
SPEC-494 | Blue tube, OD.4mm, ID.2,5mm, 25mts - 1025U0404 | SuSub-55 | LEASEIR MEDICAL LIGHT
SPEC-494 | Blue tube, OD.4mm, ID.2,5mm, 25mts - 1025U0404 | SuSub-6 | COMERCIAL BECANI S.L.
SPEC-496 | Sherlock Female Connector Housing, 2mm Pitch, 6 Way, 1 Row | SuSub-45 | RS AMIDATA SAU
SPEC-497 | Leaseir MHR Laser System Handpiece Single 810 - English version | SuSub-21 | TUKAN SOMOS IMPRESORES SLL
SPEC-498 | Leaseir MHR Laser System Handpiece Single 810 - Spanish version | SuSub-21 | TUKAN SOMOS IMPRESORES SLL
SPEC-499 | Leaseir MHR Laser System Handpiece Single 810 - Italian version | SuSub-21 | TUKAN SOMOS IMPRESORES SLL
SPEC-5 | b Mosfet Heat Spreader | SuSub-13 | LASER GALICIA S.L.
SPEC-50 | MHR-b HP Cover L | SuSub-9 | ENRIQUE AGUILAR
SPEC-500 | Leaseir MHR Laser System Handpiece Dual 810 - English version | SuSub-21 | TUKAN SOMOS IMPRESORES SLL
SPEC-501 | Leaseir MHR Laser System Handpiece Dual 810 - Spanish version | SuSub-21 | TUKAN SOMOS IMPRESORES SLL
SPEC-502 | Leaseir MHR Laser System Handpiece Dual 810 - Italian version | SuSub-21 | TUKAN SOMOS IMPRESORES SLL
SPEC-503 | Leaseir MHR Laser System Handpiece Quad 810 - English version | SuSub-21 | TUKAN SOMOS IMPRESORES SLL
SPEC-504 | Leaseir MHR Laser System Handpiece Quad 810 - Spanish version | SuSub-21 | TUKAN SOMOS IMPRESORES SLL
SPEC-506 | Carcasa pistola MDD + soporte (MDD r cover + hanger) | SuSub-23 | TECN Y PROY DE INGENIERÍA SL
SPEC-509 | Rivet Nut M4 | SuSub-4 | ALSABE EFECTOS NAVALES E INDUSTRIALES SL
SPEC-51 | b Frontal Cover | SuSub-9 | ENRIQUE AGUILAR
SPEC-510 | Slotted Countersunk Screw, M4 x 0.70, thread Length 10.0 mm, PP | SuSub-11 | ESSENTRA COMPONENTS S.L.U.
SPEC-511 | M-F Hex Standoff Spacer, M3-10-5-2, 5mm, 10mm Long, M3, Brass | SuSub-4 | ALSABE EFECTOS NAVALES E INDUSTRIALES SL
SPEC-512 | Socket Head Screw, ISO 4762 M3 x 0.5 mm Thread, 6 mm Long, SS | SuSub-4 | ALSABE EFECTOS NAVALES E INDUSTRIALES SL
SPEC-513 | Socket Head Screw, ISO 4762 M4 x 0.7 mm Thread, 40 mm Long, 20mm Thread length, SS | SuSub-4 | ALSABE EFECTOS NAVALES E INDUSTRIALES SL
SPEC-514 | Hex Socket Countersunk Head Screw, ISO 10642, M3 x 0.5 mm Thread, 10 mm Long, SS | SuSub-4 | ALSABE EFECTOS NAVALES E INDUSTRIALES SL
SPEC-516 | Prevailing torque High Nut, M10 x 1.5 mm Thread, Class 8, Zinc-Plated Steel | SuSub-4 | ALSABE EFECTOS NAVALES E INDUSTRIALES SL
SPEC-517 | Prevailing torque High Nut, M6 x 1.0 mm Thread, Class 8, Zinc-Plated Steel | SuSub-4 | ALSABE EFECTOS NAVALES E INDUSTRIALES SL
SPEC-518 | Socket Head Screw, ISO 4762 M5 x 0.8 mm Thread, 16 mm Long, SS | SuSub-4 | ALSABE EFECTOS NAVALES E INDUSTRIALES SL
SPEC-519 | Prevailing torque High Nut, M5 x 0.8 mm Thread, Class 6, Zinc-Plated Steel | SuSub-4 | ALSABE EFECTOS NAVALES E INDUSTRIALES SL
SPEC-520 | Prevailing Torque Nut, ISO 7040, M6 x 1 mm Thread, 8 mm High, Class 8, Zinc-Plated Steel | SuSub-4 | ALSABE EFECTOS NAVALES E INDUSTRIALES SL
SPEC-524 | Fitting Bulkhead 8-8mm - 3116 08 00 | SuSub-6 | COMERCIAL BECANI S.L.
SPEC-525 | Anti-tip label - TIP-N-TELL | SuSub-35 | EMBALAJES CANTABRIA, S.L.
SPEC-527 | Holt melt adhesive white | SuSub-4 | ALSABE EFECTOS NAVALES E INDUSTRIALES SL
SPEC-528 | Insulation pipe - XG-06X006 | SuSub-42 | PECOMARK
SPEC-529 | Norland Optical Adhesive - 68 | SuSub-4 | ALSABE EFECTOS NAVALES E INDUSTRIALES SL
SPEC-530 | PCB Main Board - Spare part | SuSub-32 | INSYTE
SPEC-531 | PCB Control Board - Spare part | SuSub-32 | INSYTE
SPEC-532 | PCB Cap Charger - Spare part | SuSub-21 | TUKAN SOMOS IMPRESORES SLL
SPEC-532 | PCB Cap Charger - Spare part | SuSub-32 | INSYTE
SPEC-533 | PCB Lambda relay + Power Supply - Spare part | SuSub-32 | INSYTE
SPEC-534 | PCB 12V Thermostat - Spare part | SuSub-33 | AMIYOLED
SPEC-535 | Advantech - SSD 32Gb - Spare part | SuSub-32 | INSYTE
SPEC-536 | Embedded MIO 2263 + MEMORY - Spare part | SuSub-32 | INSYTE
SPEC-537 | PCB HandSwitch + Buffer - Spare part | SuSub-32 | INSYTE
SPEC-538 | PCB Modular IR Sensor - Spare part | SuSub-32 | INSYTE
SPEC-539 | PCBA MHR-b Control Board | SuSub-32 | INSYTE
SPEC-541 | Moludar contactor, 25A, 4 Poles (relé Finder) | SuSub-31 | FARNELL
SPEC-541 | Moludar contactor, 25A, 4 Poles (relé Finder) | SuSub-45 | RS AMIDATA SAU
SPEC-542 | Mains box - b | SuSub-29 | DONGGUAN ZHUOHANG LTD
SPEC-543 | x4 Conn Cons Cover | SuSub-29 | DONGGUAN ZHUOHANG LTD
SPEC-543/DF | PTS-0226.003 [x4 Conn Cons Cover] DEFECTUOSO | SuSub-29 | DONGGUAN ZHUOHANG LTD
SPEC-544 | CA TOUCH DC IN | SuSub-32 | INSYTE
SPEC-544 | CA TOUCH DC IN | SuSub-7 | BMA TECHNOLOGIES LTD
SPEC-545 | LA_0005 v1 | SuSub-21 | TUKAN SOMOS IMPRESORES SLL
SPEC-546 | Maximum Room Temperature | SuSub-21 | TUKAN SOMOS IMPRESORES SLL
SPEC-549 | Moisture Barrier Bag (MBB) - Small size | SuSub-31 | FARNELL
SPEC-550 | Moisture Barrier Bag (MBB) - Medium size | SuSub-31 | FARNELL
SPEC-551 | Moisture Barrier Bag (MBB) - Large size | SuSub-31 | FARNELL
SPEC-552 | Grower Washer, M5, 5.4 mm ID, 8.8 mm OD, SS | SuSub-4 | ALSABE EFECTOS NAVALES E INDUSTRIALES SL
SPEC-553 | Grower washer, M4, 4.4 mm ID, 7 mm OD, SS | SuSub-4 | ALSABE EFECTOS NAVALES E INDUSTRIALES SL
SPEC-554 | Slotted Countersunk Head Screws, M3, Thread 12mm long, Nylon | SuSub-11 | ESSENTRA COMPONENTS S.L.U.
SPEC-554 | Slotted Countersunk Head Screws, M3, Thread 12mm long, Nylon | SuSub-4 | ALSABE EFECTOS NAVALES E INDUSTRIALES SL
SPEC-555 | Pan Head Screw, M3 x 0.50 mm Thread, 8mm Long, SS | SuSub-4 | ALSABE EFECTOS NAVALES E INDUSTRIALES SL
SPEC-556 | Grower washer, M3, 3.4 mm ID, 5.6 mm OD, SS | SuSub-4 | ALSABE EFECTOS NAVALES E INDUSTRIALES SL
SPEC-559 | Socket Head Screw, ISO 4762 M2 x 0.4 mm Thread, 12 mm Long, SS | SuSub-4 | ALSABE EFECTOS NAVALES E INDUSTRIALES SL
SPEC-560 | Slotted Countersunk Head Screws, M3, Thread 10mm long, Nylon | SuSub-11 | ESSENTRA COMPONENTS S.L.U.
SPEC-560 | Slotted Countersunk Head Screws, M3, Thread 10mm long, Nylon | SuSub-45 | RS AMIDATA SAU
SPEC-561 | O ring 3.5x2 | SuSub-45 | RS AMIDATA SAU
SPEC-564 | MHR-b Caliport ASM | SuSub-32 | INSYTE
SPEC-565 | Frontal Cover gasket | SuSub-4 | ALSABE EFECTOS NAVALES E INDUSTRIALES SL
SPEC-566 | Interlock protector | SuSub-29 | DONGGUAN ZHUOHANG LTD
SPEC-567 | Gray tube OD.8mm | SuSub-6 | COMERCIAL BECANI S.L.
SPEC-568 | Cable Tie Mount | SuSub-11 | ESSENTRA COMPONENTS S.L.U.
SPEC-569 | 3.5x200mm Cable Tie | SuSub-11 | ESSENTRA COMPONENTS S.L.U.
SPEC-569 | 3.5x200mm Cable Tie | SuSub-4 | ALSABE EFECTOS NAVALES E INDUSTRIALES SL
SPEC-569 | 3.5x200mm Cable Tie | SuSub-45 | RS AMIDATA SAU
SPEC-570 | CA XCELL Umbilical Cord | SuSub-32 | INSYTE
SPEC-570 | CA XCELL Umbilical Cord | SuSub-7 | BMA TECHNOLOGIES LTD
SPEC-571 | CA EXTENSION SENSOR NTC | SuSub-32 | INSYTE
SPEC-571 | CA EXTENSION SENSOR NTC | SuSub-7 | BMA TECHNOLOGIES LTD
SPEC-572 | Dual-b sleeve | SuSub-65 | China Synergy Group
SPEC-573 | Dual-b Window | SuSub-22 | FUZHOU JYS OPTRONICS CO. LTD
SPEC-574 | O ring 30x1mm, black, NBR | SuSub-44 | ROEIRASA
SPEC-574 | O ring 30x1mm, black, NBR | SuSub-45 | RS AMIDATA SAU
SPEC-577 | Lasermet FDA AP-32x16 | SuSub-56 | LASERMET LTD
SPEC-578 | Quad-b window | SuSub-22 | FUZHOU JYS OPTRONICS CO. LTD
SPEC-579 | Hex Socket Countersunk Head Screw, ISO 10642, M5 x 0.8 mm Thread, 20 mm Long, SS | SuSub-4 | ALSABE EFECTOS NAVALES E INDUSTRIALES SL
SPEC-580 | Flat Washer, ISO 7093, M5, 5.3 mm ID, 15 mm OD | SuSub-4 | ALSABE EFECTOS NAVALES E INDUSTRIALES SL
SPEC-582 | Plain Washer, ISO 7089, M10, 10.5 mm ID, 20 mm OD, SS | SuSub-4 | ALSABE EFECTOS NAVALES E INDUSTRIALES SL
SPEC-583 | Hex Socket Countersunk Head Screw, ISO 10642, M5 x 0.8 mm Thread, 25 mm Long, SS | SuSub-4 | ALSABE EFECTOS NAVALES E INDUSTRIALES SL
SPEC-584 | Hex Socket Countersunk Head Screw, ISO 10642, M6 x 1 mm Thread, 40 mm Long, SS | SuSub-4 | ALSABE EFECTOS NAVALES E INDUSTRIALES SL
SPEC-585 | Oversized Washer, DIN 9021, 6.4 mm ID, 18 mm OD,SS | SuSub-4 | ALSABE EFECTOS NAVALES E INDUSTRIALES SL
SPEC-587 | Semiconductor thermal grease | SuSub-45 | RS AMIDATA SAU
SPEC-588 | M-F Hex Standoff Spacer, M3, 5mm Hex size, 10mm Long ,8 mm Thread size, Brass | SuSub-4 | ALSABE EFECTOS NAVALES E INDUSTRIALES SL
SPEC-589 | M-F Hex Standoff Spacer, M5, 8mm Hex size, 10mm Long ,8 mm Thread size, Brass | SuSub-4 | ALSABE EFECTOS NAVALES E INDUSTRIALES SL
SPEC-590 | Self Adhesive Natural Cable Tie Mount 19 mm x 19mm, 4.1mm Max. Cable Tie Width | SuSub-45 | RS AMIDATA SAU
SPEC-591 | Bolt Protection Cap, M8, Distance Across Flats 12.8 mm, LDPE | SuSub-11 | ESSENTRA COMPONENTS S.L.U.
SPEC-592 | Tight-Grip External-Tooth Lock Washer,M4,DIN 6798, 4.3 mm ID, 8 mm OD,SS] | SuSub-4 | ALSABE EFECTOS NAVALES E INDUSTRIALES SL
SPEC-593 | Touchscreen gasket | SuSub-45 | RS AMIDATA SAU
SPEC-594 | MHR-b Umbilical Xcell | SuSub-16 | EQUALTIA CENTRO ESP. EMPLEO
SPEC-594_c | MHR-b Umbilical Xcell | SuSub-16 | EQUALTIA CENTRO ESP. EMPLEO
SPEC-595 | Fuse plate 110-130 | SuSub-21 | TUKAN SOMOS IMPRESORES SLL
SPEC-596 | Flat Tip Screw, ISO 4026, DIN 913, M4 x 0.7 mm Thread, 8 mm Long, SS | SuSub-4 | ALSABE EFECTOS NAVALES E INDUSTRIALES SL
SPEC-597 | Black tube, OD.4mm, ID.2.5mm, 25mts - 1025U04R01 | SuSub-55 | LEASEIR MEDICAL LIGHT
SPEC-597 | Black tube, OD.4mm, ID.2.5mm, 25mts - 1025U04R01 | SuSub-6 | COMERCIAL BECANI S.L.
SPEC-598 | Flat Tip Screw, ISO 4026, DIN 913, M4 x 0.7 mm Thread, 6 mm Long, SS | SuSub-4 | ALSABE EFECTOS NAVALES E INDUSTRIALES SL
SPEC-599 | SUPER GLUE BRUSH ON, 5G | SuSub-31 | FARNELL
SPEC-599 | SUPER GLUE BRUSH ON, 5G | SuSub-4 | ALSABE EFECTOS NAVALES E INDUSTRIALES SL
SPEC-6 | Angle Mount | SuSub-13 | LASER GALICIA S.L.
SPEC-600 | Green/Yellow wire, UL1015,16AWG | SuSub-31 | FARNELL
SPEC-601 | Plain Washer, ISO 7089, M3, 3.2mm ID, 7 mm OD, SS | SuSub-4 | ALSABE EFECTOS NAVALES E INDUSTRIALES SL
SPEC-602 | Uniscrew cap - 1284613 | SuSub-11 | ESSENTRA COMPONENTS S.L.U.
SPEC-603 | Flanged Button Head Screws, ISO 7380-2, M4 x 0.70 mm Thread, 8mm Long, Black-Oxide | SuSub-4 | ALSABE EFECTOS NAVALES E INDUSTRIALES SL
SPEC-604 | Oversized Washer, DIN 9021, M4, 4.3 mm ID, 12 mm OD, SS | SuSub-4 | ALSABE EFECTOS NAVALES E INDUSTRIALES SL
SPEC-605 | Legris black tube, 3mm OD, 1.8mm ID - 1025U030118 | SuSub-6 | COMERCIAL BECANI S.L.
SPEC-606 | Countersunk Washer, 5.3 mm ID, 16 mm OD, SS | SuSub-4 | ALSABE EFECTOS NAVALES E INDUSTRIALES SL
SPEC-606 | Countersunk Washer, 5.3 mm ID, 16 mm OD, SS | SuSub-55 | LEASEIR MEDICAL LIGHT
SPEC-607 | Fitting 90º M3_D3 - 3218 03 09 | SuSub-6 | COMERCIAL BECANI S.L.
SPEC-609 | Araldite Instant Adhesive,24 mL | SuSub-4 | ALSABE EFECTOS NAVALES E INDUSTRIALES SL
SPEC-609 | Araldite Instant Adhesive,24 mL | SuSub-45 | RS AMIDATA SAU
SPEC-611 | Square-Profile O-Ring, 5mm ID, 7mm OD, 1mm Wide, Buna-N Rubber | SuSub-4 | ALSABE EFECTOS NAVALES E INDUSTRIALES SL
SPEC-612 | Vernis Insulating Silicone Varnish- V 991 | SuSub-45 | RS AMIDATA SAU
SPEC-614 | Slot Countersunk Head Screw, DIN 963, M2 x 0.4 mm Thread, 20 mm Long, SS | SuSub-4 | ALSABE EFECTOS NAVALES E INDUSTRIALES SL
SPEC-616 | Hex Socket Countersunk Head Screw, ISO 10642, M5 x 0.8 mm Thread, 10 mm Long, SS | SuSub-4 | ALSABE EFECTOS NAVALES E INDUSTRIALES SL
SPEC-618 | MHR Xcell Brasil Conformity Console Label | SuSub-21 | TUKAN SOMOS IMPRESORES SLL
SPEC-621 | O-Ring 34x1.5mm, Black, EPDM | SuSub-4 | ALSABE EFECTOS NAVALES E INDUSTRIALES SL
SPEC-622 | Brasil Conformity Handpiece Seal | SuSub-21 | TUKAN SOMOS IMPRESORES SLL
SPEC-623 | Flat Tip Screw, ISO 4026, M3 x0.5 mm Thread , 6 mm Long, SS | SuSub-4 | ALSABE EFECTOS NAVALES E INDUSTRIALES SL
SPEC-624 | Socket Head Screw, ISO 4762, M2x0.4 mm Thread, 6 mm Long, SS | SuSub-4 | ALSABE EFECTOS NAVALES E INDUSTRIALES SL
SPEC-625 | O-Ring 1.5x1mm, Black ,EPDM | SuSub-4 | ALSABE EFECTOS NAVALES E INDUSTRIALES SL
SPEC-626 | Hex Drive Flat Head screw, ISO 10642, M4x0.7 mm Thread, 10 mm Long, SS | SuSub-4 | ALSABE EFECTOS NAVALES E INDUSTRIALES SL
SPEC-628 | Plastic Flat Phillips Countersunk Head Screw, M4, 10mm Long, PEEK | SuSub-11 | ESSENTRA COMPONENTS S.L.U.
SPEC-629 | Plastic Flat Phillips Countersunk Head Screw, M4, 12mm Long, PEEK | SuSub-11 | ESSENTRA COMPONENTS S.L.U.
SPEC-630 | Plastic Flat Phillips Countersunk Head Screw, M4, 16mm Long, PEEK | SuSub-11 | ESSENTRA COMPONENTS S.L.U.
SPEC-632 | ColorWorks C3500 Series Label Printer | SuSub-69 | ARES SOLUCIONES DE IDENTIFICACIÓN S.A.
SPEC-632. | ColorWorks C3500 Series Label Printer | SuSub-69 | ARES SOLUCIONES DE IDENTIFICACIÓN S.A.
SPEC-633 | Lenovo V15 Computer Laptops | SuSer-19 | Nesic, Sistemas de Información y Comunicaciones, S.L.
SPEC-634 | Elastic cord + tensioner + knot cover | SuSub-16 | EQUALTIA CENTRO ESP. EMPLEO
SPEC-635 | Molex 15131-0402, Pico-Lock-to-Pico-Lock Off-the -Shelf Cable Assembly,Female-Female, Single Row, 150mm Long, 4 circuits | SuSub-31 | FARNELL
SPEC-636 | SRF Base 910 Painted, RAL 9010 | SuSub-13 | LASER GALICIA S.L.
SPEC-636/DF | PTS-1929.001 [SRF Base 910 Painted] DEFECTUOSO | SuSub-13 | LASER GALICIA S.L.
SPEC-640 | SRF Top Tray | SuSub-13 | LASER GALICIA S.L.
SPEC-641 | SRF Filter Mount | SuSub-13 | LASER GALICIA S.L.
SPEC-642 | SRF Filter Mount Top | SuSub-13 | LASER GALICIA S.L.
SPEC-643 | SRF Hydraulic Mount | SuSub-13 | LASER GALICIA S.L.
SPEC-646 | SRF Radiador tripe Alphacool (spec-646) | SuSub-107 | AQUATUNING (SU-LML)
SPEC-647 | SRF Ventilador ref. NMB 05015SS-24R-00 (2672958 Farnell) | SuSub-31 | FARNELL
SPEC-648 | Legris 90 deg 1/4_6mm 31990613 | SuSub-6 | COMERCIAL BECANI S.L.
SPEC-649 | SRF rejilla del ventilador (Finger Guard 50x50) (farnell 2533088) | SuSub-13 | LASER GALICIA S.L.
SPEC-649 | SRF rejilla del ventilador (Finger Guard 50x50) (farnell 2533088) | SuSub-31 | FARNELL
SPEC-653 | Legris 3181_06_19 Fitting Round Body M5-6mm | SuSub-6 | COMERCIAL BECANI S.L.
SPEC-660 | Advantech -SQF-SHMM2-64G-S9C | SuSub-2 | Advantech Europe B.V.
SPEC-660 | Advantech -SQF-SHMM2-64G-S9C | SuSub-41 | MOUSER ELECTRONICS INCORPORATED
SPEC-671 | Dual-Aesth-Blend-b LaserHead | SuSub-55 | LEASEIR MEDICAL LIGHT
SPEC-682 | Conector RJ45 Cat5e hembra Amphenol Industrial serie LTW, de 8/8 vías (RS 7980701) | SuSub-45 | RS AMIDATA SAU
SPEC-682 | Conector RJ45 Cat5e hembra Amphenol Industrial serie LTW, de 8/8 vías (RS 7980701) | SuSub-5 | AQ-ARIUM SOLUTIONS S.L.
SPEC-689 | Harting 09 30 016 0301 Connector Cover Han 16B-HBM-double lever | SuSub-45 | RS AMIDATA SAU
SPEC-690 | Single-b, capillary | SuSub-29 | DONGGUAN ZHUOHANG LTD
SPEC-694 | DUAL-Aesth-810-b Yellow Label | SuSub-21 | TUKAN SOMOS IMPRESORES SLL
SPEC-695 | QUAD-Aesth-810-b Yellow Label | SuSub-21 | TUKAN SOMOS IMPRESORES SLL
SPEC-696 | DUAL-Aesth-BLEND-b Yellow Label | SuSub-21 | TUKAN SOMOS IMPRESORES SLL
SPEC-697 | QUAD-Aesth-BLEND-b Yellow Label | SuSub-21 | TUKAN SOMOS IMPRESORES SLL
SPEC-698 | Dual-b, capillary | SuSub-29 | DONGGUAN ZHUOHANG LTD
SPEC-698 | Dual-b, capillary | SuSub-95 | XOMETRY
SPEC-699 | HANDPIECE SN Aesth-b Label | SuSub-21 | TUKAN SOMOS IMPRESORES SLL
SPEC-7 | Front Mount L | SuSub-13 | LASER GALICIA S.L.
SPEC-70 | CPU Heatsink | SuSub-29 | DONGGUAN ZHUOHANG LTD
SPEC-701 | Dual-b, capillary, chrome coated | SUSUB-52 | TECHMETALS
SPEC-701 | Dual-b, capillary, chrome coated | SUSUB-73 | CROMADOS ACRO
SPEC-701/DF | Dual-b, capillary, chrome coated | SUSUB-52 | TECHMETALS
SPEC-701/DF | Dual-b, capillary, chrome coated | SUSUB-73 | CROMADOS ACRO
SPEC-703 | Quad-b, capillary | SuSub-29 | DONGGUAN ZHUOHANG LTD
SPEC-703 | Quad-b, capillary | SuSub-95 | XOMETRY
SPEC-705 | Quad-b, capillary, chrome coated | SUSUB-52 | TECHMETALS
SPEC-705 | Quad-b, capillary, chrome coated | SUSUB-73 | CROMADOS ACRO
SPEC-705/DF | Quad-b, capillary, chrome coated | SUSUB-52 | TECHMETALS
SPEC-705/DF | Quad-b, capillary, chrome coated | SUSUB-73 | CROMADOS ACRO
SPEC-706 | CONSOLE SN 110/230-Aesth-b | SuSub-21 | TUKAN SOMOS IMPRESORES SLL
SPEC-714 | RJ-45 data transmission connection, 1m ,CAT6, 28AWG | SUSUB-78 | LUX GIJON
SPEC-715 | RJ 45 Panel Mount Connector , female-female, Cat6 | SuSub-31 | FARNELL
SPEC-716 | ABS Plastic Cap for RJ45 Modular Jack | SuSub-31 | FARNELL
SPEC-718 | HP Seal Blend | SuSub-47 | SCULPTEO
SPEC-72 | SINGLE 810b Yellow Label | SuSub-21 | TUKAN SOMOS IMPRESORES SLL
SPEC-720 | Renata CR-1220-MFR 3V/40mAh Lithium Battery | SuSub-31 | FARNELL
SPEC-721 | Single-b Window | SuSub-22 | FUZHOU JYS OPTRONICS CO. LTD
SPEC-724 | Single-b Sleeve | SuSub-65 | China Synergy Group
SPEC-725 | Single-b Frame | SuSub-51 | Joan Bonastre
SPEC-728_bu | Treatment Room Laser Radiation Poster - Bulgarian version | SuSub-21 | TUKAN SOMOS IMPRESORES SLL
SPEC-728_de | Treatment Room Laser Radiation Poster - German version | SuSub-21 | TUKAN SOMOS IMPRESORES SLL
SPEC-728_en | Treatment Room Laser Radiation Poster - English version | SuSub-21 | TUKAN SOMOS IMPRESORES SLL
SPEC-728_en_FDA | Treatment Room Laser Radiation Poster - English version - FDA | SuSub-21 | TUKAN SOMOS IMPRESORES SLL
SPEC-728_es | Treatment Room Laser Radiation Poster - Spanish version | SuSub-21 | TUKAN SOMOS IMPRESORES SLL
SPEC-728_fr | Treatment Room Laser Radiation Poster - French version | SuSub-21 | TUKAN SOMOS IMPRESORES SLL
SPEC-728_hb | Treatment Room Laser Radiation Poster - Hebrew version | SuSub-21 | TUKAN SOMOS IMPRESORES SLL
SPEC-728_it | Treatment Room Laser Radiation Poster - Italian version | SuSub-21 | TUKAN SOMOS IMPRESORES SLL
SPEC-728_lt | Treatment Room Laser Radiation Poster - Lithuanian version | SuSub-21 | TUKAN SOMOS IMPRESORES SLL
SPEC-728_NT | Treatment Room Laser Radiation Poster - Dutch version | SuSub-21 | TUKAN SOMOS IMPRESORES SLL
SPEC-728_pl | Treatment Room Laser Radiation Poster - Polish version | SuSub-21 | TUKAN SOMOS IMPRESORES SLL
SPEC-728_uk | Treatment Room Laser Radiation Poster - Ukranian version | SuSub-21 | TUKAN SOMOS IMPRESORES SLL
SPEC-729 | Single-b channels, chrome coated | SUSUB-73 | CROMADOS ACRO
SPEC-73 | DUAL 810-b Yellow Label | SuSub-21 | TUKAN SOMOS IMPRESORES SLL
SPEC-73/USA | DUAL 810-b Yellow Label - FDA | SuSub-21 | TUKAN SOMOS IMPRESORES SLL
SPEC-730 | Single 8x8 Prism | SuSub-22 | FUZHOU JYS OPTRONICS CO. LTD
SPEC-733 | Monocrom laser diode, 10 bars, 810 nm, 180A, 2000W | SuSub-3 | MONOCROM S.L
SPEC-734 | Dual 13,5x14,5 Prism | SuSub-22 | FUZHOU JYS OPTRONICS CO. LTD
SPEC-735 | Quad 25,5x14,5 Prism | SuSub-22 | FUZHOU JYS OPTRONICS CO. LTD
SPEC-736 | Monocrom Laser Diode, 20 bars, 810 nm, 200A, 4000W | SuSub-3 | MONOCROM S.L
SPEC-737 | SINGLE-Aesth-810-b Yellow Label | SuSub-21 | TUKAN SOMOS IMPRESORES SLL
SPEC-738 | Dual Blend 12x14 Prism | SuSub-22 | FUZHOU JYS OPTRONICS CO. LTD
SPEC-739 | Quad Blend 14x24 Prism | SuSub-22 | FUZHOU JYS OPTRONICS CO. LTD
SPEC-74 | QUAD 810-b Yellow Label | SuSub-21 | TUKAN SOMOS IMPRESORES SLL
SPEC-74/USA | QUAD 810-b Yellow Label - FDA | SuSub-21 | TUKAN SOMOS IMPRESORES SLL
SPEC-742 | CA RELAY ENABLE CONSOLE MODULAR CONNECTOR | SuSub-7 | BMA TECHNOLOGIES LTD
SPEC-743 | Rotary elbow fitting, M5 to Ø4 | SuSub-6 | COMERCIAL BECANI S.L.
SPEC-747 | MHR-b Aesth Calibration Port Label | SuSub-21 | TUKAN SOMOS IMPRESORES SLL
SPEC-751 | HP Aesth-b Calibration Port | SuSub-32 | INSYTE
SPEC-753 | Operator goggles 750-1100 nm O.D7+ | SuSub-20 | LASERPAIR CO. LIMITED
SPEC-754/Dual HP | Cosmetic Hardcase + Accessories - Dual HP | SuSub-16 | EQUALTIA CENTRO ESP. EMPLEO
SPEC-754/Quad HP | Cosmetic Hardcase + Accessories - Quad HP | SuSub-16 | EQUALTIA CENTRO ESP. EMPLEO
SPEC-754/Single HP | Cosmetic Hardcase + Accessories - Single HP | SuSub-16 | EQUALTIA CENTRO ESP. EMPLEO
SPEC-755 | Win 10 IoT Ent 2019 LTSC Entry | SuSub-2 | Advantech Europe B.V.
SPEC-756 | Molex DuraClick Wire-to-Board Receptable Housing, Single Row, 6 circuits, natural | SuSub-45 | RS AMIDATA SAU
SPEC-757 | Molex DuraClick Crimp Terminal, Female, 22-26 AWG, Reel | SuSub-45 | RS AMIDATA SAU
SPEC-758 | Top Tray Gray Sticker | SuSub-4 | ALSABE EFECTOS NAVALES E INDUSTRIALES SL
SPEC-759 | Zip Bag (packing list/documents) | SuSub-4 | ALSABE EFECTOS NAVALES E INDUSTRIALES SL
SPEC-761 | 20AWG TS Wire, OD:1.8mm, Color:Gray | SuSub-31 | FARNELL
SPEC-761 | 20AWG TS Wire, OD:1.8mm, Color:Gray | SuSub-45 | RS AMIDATA SAU
SPEC-761 | 20AWG TS Wire, OD:1.8mm, Color:Gray | SuSub-8 | DIGI-KEY
SPEC-762 | 20AWG TS Wire, OD:1.8mm, Color:Red | SuSub-31 | FARNELL
SPEC-763 | 16A Crimp contact | SuSub-55 | LEASEIR MEDICAL LIGHT
SPEC-764 | Plastic Braid OD:5.0mm, Color:Black | SuSub-31 | FARNELL
SPEC-765 | Heat Shrink Tube Ø4.8mm, -75ºC ~ +150ºC, Color:Black | SuSub-31 | FARNELL
SPEC-765 | Heat Shrink Tube Ø4.8mm, -75ºC ~ +150ºC, Color:Black | SuSub-41 | MOUSER ELECTRONICS INCORPORATED
SPEC-765 | Heat Shrink Tube Ø4.8mm, -75ºC ~ +150ºC, Color:Black | SuSub-8 | DIGI-KEY
SPEC-766 | Thermal adhesive tape (1 pieza = 520 uds) | SuSub-31 | FARNELL
SPEC-767 | Tangit PVC-U Special Adhesive | SuSub-31 | FARNELL
SPEC-767 | Tangit PVC-U Special Adhesive | SuSub-4 | ALSABE EFECTOS NAVALES E INDUSTRIALES SL
SPEC-768 | INSULATION FOAM TAPE 50mmx3mmx15m (meter a stock por mts) | SuSub-4 | ALSABE EFECTOS NAVALES E INDUSTRIALES SL
SPEC-769 | Gymcol Anaerobic Adhesive | SuSub-4 | ALSABE EFECTOS NAVALES E INDUSTRIALES SL
SPEC-77 | DUAL BLEND-b Yellow Label | SuSub-21 | TUKAN SOMOS IMPRESORES SLL
SPEC-77/USA | DUAL BLEND-b Yellow Label - FDA | SuSub-21 | TUKAN SOMOS IMPRESORES SLL
SPEC-770 | 18-8 Stainless Steel Nylon-Insert Locknut, M10 x 1.5 mm Thread,17 mm Wide, 10 mm High | SuSub-4 | ALSABE EFECTOS NAVALES E INDUSTRIALES SL
SPEC-771 | Oversized Washer, DIN 9021, M5, 5.3 mm ID, 15 mm OD, SS | SuSub-4 | ALSABE EFECTOS NAVALES E INDUSTRIALES SL
SPEC-772 | CONNECTION STRIP 12 CONTACTS | SuSub-4 | ALSABE EFECTOS NAVALES E INDUSTRIALES SL
SPEC-773 | Tesa White duct tape 48mm x50m , 0.18mm thickness | SuSub-4 | ALSABE EFECTOS NAVALES E INDUSTRIALES SL
SPEC-774 | CRC Dust Free 360 cleaner,250mL | SuSub-45 | RS AMIDATA SAU
SPEC-775 | EPDM adhesive sheet 12x12x3mm | SuSub-4 | ALSABE EFECTOS NAVALES E INDUSTRIALES SL
SPEC-776 | IEC Appliance Inlet C20 with Filter | SuSub-41 | MOUSER ELECTRONICS INCORPORATED
SPEC-777 | Relay, DIN rail, 12VDC, 6A, SPDT | SuSub-45 | RS AMIDATA SAU
SPEC-777 | Relay, DIN rail, 12VDC, 6A, SPDT | SUSUB-72 | ELECTRONICA EDIMAR
SPEC-778 | Heat Shrink Tube, OD:2.5mm, Color:Black | SuSub-31 | FARNELL
SPEC-779 | 2.00mm Pitch, Micro-Latch Female Crimp Terminal, Tin (Sn) Plating, 24-30 AWG | SuSub-31 | FARNELL
SPEC-779 | 2.00mm Pitch, Micro-Latch Female Crimp Terminal, Tin (Sn) Plating, 24-30 AWG | SuSub-45 | RS AMIDATA SAU
SPEC-78 | MHR-b Console Label FDA Version | SuSub-21 | TUKAN SOMOS IMPRESORES SLL
SPEC-78_CE | MHR-b Console Label - CE | SuSub-21 | TUKAN SOMOS IMPRESORES SLL
SPEC-780 | 12AWG TS Wire, OD:4.6mm, Color:Blue | SuSub-45 | RS AMIDATA SAU
SPEC-780 | 12AWG TS Wire, OD:4.6mm, Color:Blue | SUSUB-78 | LUX GIJON
SPEC-781 | 12AWG TS Wire, OD:4.6mm, Color:Red | SuSub-45 | RS AMIDATA SAU
SPEC-781 | 12AWG TS Wire, OD:4.6mm, Color:Red | SUSUB-78 | LUX GIJON
SPEC-782 | Quakertek Aldeba GT-6, Anhydrous Calcium Grease, 4.5 Kg Can | SuSub-4 | ALSABE EFECTOS NAVALES E INDUSTRIALES SL
SPEC-783 | DDR3 SO-DIMM 1600 4GB 512x8 (0~85°C) RAM Memory | SuSub-2 | Advantech Europe B.V.
SPEC-784 | Electronics white vinyl sticker | SuSub-23 | TECN Y PROY DE INGENIERÍA SL
SPEC-785 | Plastic Braid OD:6.0mm, Color:Black | SuSub-31 | FARNELL
SPEC-786 | Heat Shrink Tube Ø1.6mm, -75ºC ~ +150ºC, Color:Black] (R-11) | SuSub-31 | FARNELL
SPEC-787 | Butt Splice, Blue, BV, 16 AWG, 14 AWG, 2 mm², Vinyl | SuSub-31 | FARNELL
SPEC-788 | USB 2.0 Cable | SuSub-45 | RS AMIDATA SAU
SPEC-789 | BackCover screw mount a | SuSub-47 | SCULPTEO
SPEC-790 | BackCover screw mount b | SuSub-47 | SCULPTEO
SPEC-791 | Heat Shrink Tube, OD: 6.4mm, Color:Black TT0064.NG.C (R-12) | SuSub-31 | FARNELL
SPEC-791 | Heat Shrink Tube, OD: 6.4mm, Color:Black TT0064.NG.C (R-12) | SUSUB-78 | LUX GIJON
SPEC-792 | 3M Heat Shrink Tubing, 1.5/0.5mm BK , -55<>135°C (rollo de 12m) | SuSub-31 | FARNELL
SPEC-792 | 3M Heat Shrink Tubing, 1.5/0.5mm BK , -55<>135°C (rollo de 12m) | SuSub-4 | ALSABE EFECTOS NAVALES E INDUSTRIALES SL
SPEC-792 | 3M Heat Shrink Tubing, 1.5/0.5mm BK , -55<>135°C (rollo de 12m) | SuSub-45 | RS AMIDATA SAU
SPEC-793 | Hanger base cover | SuSub-47 | SCULPTEO
SPEC-794 | Painted Hanger Port Spacer | SuSub-23 | TECN Y PROY DE INGENIERÍA SL
SPEC-794 | Painted Hanger Port Spacer | SuSub-29 | DONGGUAN ZHUOHANG LTD
SPEC-795 | Flat-tip Screw, DIN 913 , M6 x 1.0 mm Thread, 10 mm Long, SS | SuSub-4 | ALSABE EFECTOS NAVALES E INDUSTRIALES SL
SPEC-796 | Cap 1 tube-b | SuSub-29 | DONGGUAN ZHUOHANG LTD
SPEC-796/DF | PTS-2142.001 [Cap 1 tube-b] DEFECTUOSO | SuSub-29 | DONGGUAN ZHUOHANG LTD
SPEC-798 | Cap 4 tubes-b | SuSub-29 | DONGGUAN ZHUOHANG LTD
SPEC-798/DF | PTS-2143.001 [Cap 4 tubes-b] DEFECTUOSO | SuSub-29 | DONGGUAN ZHUOHANG LTD
SPEC-8 | Front Mount R | SuSub-13 | LASER GALICIA S.L.
SPEC-80 | DANGER LASER CLASS IV Label | SuSub-21 | TUKAN SOMOS IMPRESORES SLL
SPEC-800 | Countersunk Pozidriv head wood screw ,ø4.5, 20 mm long | SuSub-4 | ALSABE EFECTOS NAVALES E INDUSTRIALES SL
SPEC-801 | Countersunk Pozidriv head wood screw ,ø4, 20 mm long | SuSub-4 | ALSABE EFECTOS NAVALES E INDUSTRIALES SL
SPEC-802 | Countersunk Pozidriv head wood screw ,ø3.5, 16 mm long | SuSub-4 | ALSABE EFECTOS NAVALES E INDUSTRIALES SL
SPEC-803 | Legris 3106_03_04, Union 4-3mm tube | SuSub-6 | COMERCIAL BECANI S.L.
SPEC-804 | TL-PA4010P Kit, Router 600 Mb/s, AV600 Passthrough Powerline Starter Kit (TP-Link) | SuSub-45 | RS AMIDATA SAU
SPEC-805 | 18-8 Stainless Steel Cone-Point Set Screw, M6 x 6mm Long, DIN 914 | SuSub-4 | ALSABE EFECTOS NAVALES E INDUSTRIALES SL
SPEC-806 | Molex Connector,1.00mm Pitch, Pico-Lock Receptacle Crimp Housing, Single Row, Positive Lock, 4 Circuits, Black | SuSub-31 | FARNELL
SPEC-807 | Translucent silicone Flat Seal, OD 46,1mm , ID 32,20 mm | SuSub-55 | LEASEIR MEDICAL LIGHT
SPEC-808 | 18-8 Stainless Steel Hex Drive Countersunk Head Screw, M4 x 10mm long , DIN 7991 | SuSub-4 | ALSABE EFECTOS NAVALES E INDUSTRIALES SL
SPEC-81 | LT MANUFACTURER Label | SuSub-21 | TUKAN SOMOS IMPRESORES SLL
SPEC-810 | Loctite 243, single component anaerobic threadlocking glue, 50 mL | SuSub-44 | ROEIRASA
SPEC-810 | Loctite 243, single component anaerobic threadlocking glue, 50 mL | SuSub-45 | RS AMIDATA SAU
SPEC-811 | Allen Wrench 1.5mm | SuSub-4 | ALSABE EFECTOS NAVALES E INDUSTRIALES SL
SPEC-812 | Allen Wrench 2.5mm | SuSub-4 | ALSABE EFECTOS NAVALES E INDUSTRIALES SL
SPEC-813 | Plastic Zip Bag, 8x12 cm | SuSub-4 | ALSABE EFECTOS NAVALES E INDUSTRIALES SL
SPEC-813 | Plastic Zip Bag, 8x12 cm | SuSub-43 | RAJAPACK SA
SPEC-814 | Plastic Zip Bag, 16 x 25 cm | SuSub-4 | ALSABE EFECTOS NAVALES E INDUSTRIALES SL
SPEC-814 | Plastic Zip Bag, 16 x 25 cm | SuSub-43 | RAJAPACK SA
SPEC-815 | Kontakt Chemie PCB cleaner, 400 mL | SuSub-45 | RS AMIDATA SAU
SPEC-816 | Dual Tip | SuSub-29 | DONGGUAN ZHUOHANG LTD
SPEC-816/DF | PTS-2154.001 [Dual Tip] DEFECTUOSO | SuSub-29 | DONGGUAN ZHUOHANG LTD
SPEC-817 | 3M Heat Shrink Tubing, 3/1mm BK , -55<>135°C (rollo de 10m) | SuSub-4 | ALSABE EFECTOS NAVALES E INDUSTRIALES SL
SPEC-817 | 3M Heat Shrink Tubing, 3/1mm BK , -55<>135°C (rollo de 10m) | SuSub-43 | RAJAPACK SA
SPEC-817 | 3M Heat Shrink Tubing, 3/1mm BK , -55<>135°C (rollo de 10m) | SuSub-45 | RS AMIDATA SAU
SPEC-818 | Tubo Araldite Adhesive, 5 min, 2x75 ml | SuSub-4 | ALSABE EFECTOS NAVALES E INDUSTRIALES SL
SPEC-819 | 3M Heat Shrink Tubing, 6/2mm BK , -55<>135°C | SuSub-45 | RS AMIDATA SAU
SPEC-82 | MHR-b Handpiece SN | SuSub-21 | TUKAN SOMOS IMPRESORES SLL
SPEC-822 | Sontara Multipurpose EC Wipe, Optical paper, 30x38 cm sheets (400 hojas por rollo) | SuSub-4 | ALSABE EFECTOS NAVALES E INDUSTRIALES SL
SPEC-823 | Single Tip | SuSub-29 | DONGGUAN ZHUOHANG LTD
SPEC-823/DF | PTS-2156.001 [Single Tip] DEFECTUOSO | SuSub-29 | DONGGUAN ZHUOHANG LTD
SPEC-824 | Finder modular contactor, 25 A, 4 poles, 3NO+1NC | SuSub-31 | FARNELL
SPEC-825 | EPDM Adhesive sheet 120x120x2mm | SuSub-4 | ALSABE EFECTOS NAVALES E INDUSTRIALES SL
SPEC-826 | Quad Tip | SuSub-29 | DONGGUAN ZHUOHANG LTD
SPEC-826/DF | PTS-2158.001 [Quad Tip] DEFECTUOSO | SuSub-29 | DONGGUAN ZHUOHANG LTD
SPEC-827 | MetalWork Automatic Fitting R15 Ø3 coupling M3 | SuSub-6 | COMERCIAL BECANI S.L.
SPEC-828 | UN1299 Novodec Acetone | SuSub-4 | ALSABE EFECTOS NAVALES E INDUSTRIALES SL
SPEC-829 | UHU Plus endfest 2K 90 min | SuSub-4 | ALSABE EFECTOS NAVALES E INDUSTRIALES SL
SPEC-83 | Lasermet AP-32x16 (Laser Aperture) | SuSub-56 | LASERMET LTD
SPEC-83/Laser energy | Lasermet AP-32x16 (Laser Energy) | SuSub-21 | TUKAN SOMOS IMPRESORES SLL
SPEC-83/Laser energy | Lasermet AP-32x16 (Laser Energy) | SuSub-56 | LASERMET LTD
SPEC-830 | Diode Base | SuSub-29 | DONGGUAN ZHUOHANG LTD
SPEC-831 | Rear Lens | SuSub-3 | MONOCROM S.L
SPEC-832 | Plain Stainless Steel Hex Socket Grub Screw , DIN 916, M5 x 0.8 mm Thread x 12mm Long | SuSub-4 | ALSABE EFECTOS NAVALES E INDUSTRIALES SL
SPEC-833 | CONSOLE SN 110/230-Aesth-b - Italy | SuSub-21 | TUKAN SOMOS IMPRESORES SLL
SPEC-834 | DUAL-Aesth-810-b Yellow Label - Italy | SuSub-21 | TUKAN SOMOS IMPRESORES SLL
SPEC-835 | DUAL-Aesth-BLEND-b Yellow Label - Italy | SuSub-21 | TUKAN SOMOS IMPRESORES SLL
SPEC-836 | QUAD-Aesth-810-b Yellow Label - Italy | SuSub-21 | TUKAN SOMOS IMPRESORES SLL
SPEC-837 | QUAD-Aesth-BLEND-b Yellow Label - Italy | SuSub-21 | TUKAN SOMOS IMPRESORES SLL
SPEC-838 | Single-b, capillary, chrome coated | SUSUB-52 | TECHMETALS
SPEC-838 | Single-b, capillary, chrome coated | SUSUB-73 | CROMADOS ACRO
SPEC-844 | IEC C19 Power Cord - Brasil | SuSub-4 | ALSABE EFECTOS NAVALES E INDUSTRIALES SL
SPEC-845 | MHR Back foam | SuSub-36 | ESPUMAENCASA LASTRAS, S.L.
SPEC-846 | MHR Front foam | SuSub-36 | ESPUMAENCASA LASTRAS, S.L.
SPEC-847 | MHR Side foam | SuSub-36 | ESPUMAENCASA LASTRAS, S.L.
SPEC-848 | MHR L/R U-foam | SuSub-36 | ESPUMAENCASA LASTRAS, S.L.
SPEC-848 | MHR L/R U-foam | SuSub-4 | ALSABE EFECTOS NAVALES E INDUSTRIALES SL
SPEC-848 | MHR L/R U-foam | SuSub-43 | RAJAPACK SA
SPEC-849 | Soft solder stripper | SuSub-4 | ALSABE EFECTOS NAVALES E INDUSTRIALES SL
SPEC-850 | Inox polishing paste | SuSub-4 | ALSABE EFECTOS NAVALES E INDUSTRIALES SL
SPEC-851 | SnPb60 FLUX B2.1 2 mm | SuSub-4 | ALSABE EFECTOS NAVALES E INDUSTRIALES SL
SPEC-852 | Welding strip 60% Sn 40% Pb, 1mm 250g | SuSub-45 | RS AMIDATA SAU
SPEC-855 | Expandable Braided Tin Plated Copper Cable Sleeve, 12.5mm Diameter, 10m Length | SuSub-45 | RS AMIDATA SAU
SPEC-859 | SnPb60 FLUX 2.1 0.5 mm, 250g | SuSub-4 | ALSABE EFECTOS NAVALES E INDUSTRIALES SL
SPEC-86 | Monocrom - LBS-8010-8x8-2-1S diode laser head | SuSub-3 | MONOCROM S.L
SPEC-868 | MHR-b Hanger Port Mount | SuSub-13 | LASER GALICIA S.L.
SPEC-869 | Polyamide M4 tooth knob BOESTR78104H | SuSub-11 | ESSENTRA COMPONENTS S.L.U.
SPEC-869 | Polyamide M4 tooth knob BOESTR78104H | SuSub-4 | ALSABE EFECTOS NAVALES E INDUSTRIALES SL
SPEC-87 | Monocrom - 1ENSPSTM90-025, 808 nm diode+ QUAD prism | SuSub-3 | MONOCROM S.L
SPEC-871 | Flat Tip Screw, ISO 4026, DIN 913, M4 x 0.7 mm Thread, 10 mm Long, SS | SuSub-4 | ALSABE EFECTOS NAVALES E INDUSTRIALES SL
SPEC-872 | 2.5x100mm Cable Tie | SuSub-4 | ALSABE EFECTOS NAVALES E INDUSTRIALES SL
SPEC-873 | Document Briefcase | SuSub-55 | LEASEIR MEDICAL LIGHT
SPEC-874 | Leaseir MHR Xcell Crate Side | SuSub-10 | ENCAJA EMBALAJES DE MADERA S.L.
SPEC-875 | Leaseir MHR Xcell Crate Front | SuSub-10 | ENCAJA EMBALAJES DE MADERA S.L.
SPEC-876 | Leaseir MHR Xcell Crate Shelf | SuSub-10 | ENCAJA EMBALAJES DE MADERA S.L.
SPEC-877 | Leaseir Crate Bracket | SuSub-10 | ENCAJA EMBALAJES DE MADERA S.L.
SPEC-878 | Leaseir Crate Base | SuSub-10 | ENCAJA EMBALAJES DE MADERA S.L.
SPEC-879 | Leaseir Crate Top | SuSub-10 | ENCAJA EMBALAJES DE MADERA S.L.
SPEC-880 | Leaseir MHR Xcell Console Shipping Crate | SuSub-10 | ENCAJA EMBALAJES DE MADERA S.L.
SPEC-881 | Push-in fitting Ø4mm x M5, Straight, Cylindrical, Male | SuSub-6 | COMERCIAL BECANI S.L.
SPEC-884 | M3x30 Cheese Slotted Nylon M/Screw | SuSub-31 | FARNELL
SPEC-884 | M3x30 Cheese Slotted Nylon M/Screw | SuSub-45 | RS AMIDATA SAU
SPEC-886 | Black PVC Cable Grommet for Ø4mm tube, 6.4mm height | SuSub-45 | RS AMIDATA SAU
SPEC-890_en | MHR Xcell Treatment Room Laser Radiation Poster - English version | SuSub-21 | TUKAN SOMOS IMPRESORES SLL
SPEC-890_en_CE | MHR Xcell Treatment Room Laser Radiation Poster - English version - CE | SuSub-21 | TUKAN SOMOS IMPRESORES SLL
SPEC-890_es | MHR Xcell Treatment Room Laser Radiation Poster - Spanish version | SuSub-21 | TUKAN SOMOS IMPRESORES SLL
SPEC-890_pt | MHR Xcell Treatment Room Laser Radiation Poster - Portuguese version | SuSub-21 | TUKAN SOMOS IMPRESORES SLL
SPEC-891 | Cap for 5x20mm fuse holder | SuSub-31 | FARNELL
SPEC-891 | Cap for 5x20mm fuse holder | SuSub-45 | RS AMIDATA SAU
SPEC-892 | Transparent polymer SINTEX MS | SuSub-4 | ALSABE EFECTOS NAVALES E INDUSTRIALES SL
SPEC-893 | TM2S8-C | SuSub-31 | FARNELL
SPEC-894 | Alcohol for burning/Methanol - 1L | SuSub-4 | ALSABE EFECTOS NAVALES E INDUSTRIALES SL
SPEC-895 | PVC ADHESIVE TAPE - BLACK | SuSub-4 | ALSABE EFECTOS NAVALES E INDUSTRIALES SL
SPEC-896 | ADHESIVE TAPE 48mmx45m | SuSub-4 | ALSABE EFECTOS NAVALES E INDUSTRIALES SL
SPEC-897 | ADHESIVE TAPE 29mmx45m | SuSub-4 | ALSABE EFECTOS NAVALES E INDUSTRIALES SL
SPEC-898 | MINI STRETCH FILM 23 MICRON 100MM X 125M | SuSub-4 | ALSABE EFECTOS NAVALES E INDUSTRIALES SL
SPEC-899 | Desoldering Mesh 80-4-5, 2.8mm x 1.5m | SuSub-45 | RS AMIDATA SAU
SPEC-9 | b Touchscreen support | SuSub-13 | LASER GALICIA S.L.
SPEC-900 | Desoldering Mesh 40-3-10, 2mm x 3m, for lead-free soldering | SuSub-45 | RS AMIDATA SAU
SPEC-901 | CLEAR DUCT TAPE 48mmx66m | SuSub-4 | ALSABE EFECTOS NAVALES E INDUSTRIALES SL
SPEC-902 | Foot Pedal Crate Shelf | SuSub-10 | ENCAJA EMBALAJES DE MADERA S.L.
SPEC-903 | Monocrom Laser Diode, 20 bars, 810 nm , 200A, 4000W | SuSub-3 | MONOCROM S.L
SPEC-904 | PCB Buzzer Board MHR Laser System | SUSUB-71 | ELECTRONICA Y COMUNICACIONES NOROESTE S.L.
SPEC-905 | Mosfet source strip | SuSub-13 | LASER GALICIA S.L.
SPEC-906 | Cap Charger Ground Strip | SuSub-13 | LASER GALICIA S.L.
SPEC-907 | PCB Buzzer Board Leaseir MHR Xcell | SUSUB-71 | ELECTRONICA Y COMUNICACIONES NOROESTE S.L.
SPEC-908 | QUAD BLEND b Yellow Label | SuSub-21 | TUKAN SOMOS IMPRESORES SLL
SPEC-908/FDA | QUAD BLEND b Yellow Label - FDA | SuSub-21 | TUKAN SOMOS IMPRESORES SLL
SPEC-909 | Monocrom Laser Diode, 20 bars, 808-940-1060nm, 180A, 4000W | SuSub-3 | MONOCROM S.L
SPEC-91 | LASER DIODE ENSPSTM038 | SuSub-3 | MONOCROM S.L
SPEC-910 | Silicone Thermal Grease, 2W/m·K | SuSub-45 | RS AMIDATA SAU
SPEC-911 | M3 nylon 6.6 sealing washer | SuSub-45 | RS AMIDATA SAU
SPEC-914 | Loctite 270, anaerobic threadlocking glue, 50 ml | SuSub-44 | ROEIRASA
SPEC-914 | Loctite 270, anaerobic threadlocking glue, 50 ml | SuSub-45 | RS AMIDATA SAU
SPEC-915 | 1/2, 6-32 Binding Head Screw, Steel | SuSub-41 | MOUSER ELECTRONICS INCORPORATED
SPEC-916 | M3X8mm, F-F Spacer | SuSub-11 | ESSENTRA COMPONENTS S.L.U.
SPEC-916 | M3X8mm, F-F Spacer | SuSub-45 | RS AMIDATA SAU
SPEC-917 | M3x4mm, Pozi Pan Steel Machine Screws DIN 7985 | SuSub-45 | RS AMIDATA SAU
SPEC-918 | Single-Aesth-810-b Yellow label - Netherlands | SuSub-21 | TUKAN SOMOS IMPRESORES SLL
SPEC-919 | Dual-Aesth-810-b Yellow label - Netherlands | SuSub-21 | TUKAN SOMOS IMPRESORES SLL
SPEC-92 | Monocrom laser diode,20 bar, 808+940+1060 nm, 160A, 3200W | SuSub-3 | MONOCROM S.L
SPEC-920 | QUAD-Aesth-810-b Yellow label - Netherlands | SuSub-21 | TUKAN SOMOS IMPRESORES SLL
SPEC-921 | DUAL-Aesth-BLEND-b Yellow label - Netherlands | SuSub-21 | TUKAN SOMOS IMPRESORES SLL
SPEC-922 | QUAD-Aesth-BLEND-b Yellow label - Netherlands | SuSub-21 | TUKAN SOMOS IMPRESORES SLL
SPEC-923 | Umbilical strain relief | SuSub-29 | DONGGUAN ZHUOHANG LTD
SPEC-923/DF | Umbilical strain relief DF | SuSub-29 | DONGGUAN ZHUOHANG LTD
SPEC-924 | CONSOLE SN 110/230-Aesth-b - Netherlands | SuSub-21 | TUKAN SOMOS IMPRESORES SLL
SPEC-925 | Emergency Stop Label | SuSub-21 | TUKAN SOMOS IMPRESORES SLL
SPEC-926 | Threaded Insert, Brass, M3 | SuSub-29 | DONGGUAN ZHUOHANG LTD
SPEC-926 | Threaded Insert, Brass, M3 | SuSub-45 | RS AMIDATA SAU
SPEC-927 | Single-b 2024, capillary | SuSub-29 | DONGGUAN ZHUOHANG LTD
SPEC-927 | Single-b 2024, capillary | SuSub-95 | XOMETRY
SPEC-928 | Single-b 2024, capillary, chrome coated | SUSUB-73 | CROMADOS ACRO
SPEC-928 | Single-b 2024, capillary, chrome coated | SUSUB-84 | OERLIKON BALZERS COATING SPAIN SAU
SPEC-929 | Single-b 2024, window | SuSub-22 | FUZHOU JYS OPTRONICS CO. LTD
SPEC-930 | Frontal_cover_handle PTS-2291.001 | SuSub-11 | ESSENTRA COMPONENTS S.L.U.
SPEC-931 | Single-b 2024, sleeve | SuSub-65 | China Synergy Group
SPEC-932 | Single-b 2024, frame | SUSUB-76 | TOTAL PLANNING
SPEC-933 | Single-b 2024, insulator | SuSub-47 | SCULPTEO
SPEC-935 | Single 10.8x10.8 Prism | SuSub-22 | FUZHOU JYS OPTRONICS CO. LTD
SPEC-937 | MHR-b Umbilical strain relief support | SuSub-29 | DONGGUAN ZHUOHANG LTD
SPEC-937 | MHR-b Umbilical strain relief support | SuSub-95 | XOMETRY
SPEC-94 | Coolant filter - RTF2004 | SuSub-4 | ALSABE EFECTOS NAVALES E INDUSTRIALES SL
SPEC-94 | Coolant filter - RTF2004 | SuSub-46 | UNIVATEQ
SPEC-944 | Monocrom Laser Diode, 10 bars, 808nm, 170A, 2000W | SuSub-3 | MONOCROM S.L
Spec-945 | Transistor MOSFET, PolarFET, Canal N, 200 A, 100 V, 0.0075 ohm, 5 V | SuSub-41 | MOUSER ELECTRONICS INCORPORATED
SPEC-946 | Special plastic adhesive | SuSub-4 | ALSABE EFECTOS NAVALES E INDUSTRIALES SL
SPEC-947 | UN1219 Isopropyl alcohol | SuSub-4 | ALSABE EFECTOS NAVALES E INDUSTRIALES SL
SPEC-948 | Carton box - 24x18x5cm | SuSub-43 | RAJAPACK SA
SPEC-949 | Carton box - 30x24x5cm | SuSub-43 | RAJAPACK SA
SPEC-95 | Capacitor - LNR1H684MSE | SuSub-30 | ARROW IBERIA ELECTRONICA SLU
SPEC-95/DF | ASM-0404 [Capacitor - Nichicon LNR1H684MSE] DEFECTUOSO | SuSub-30 | ARROW IBERIA ELECTRONICA SLU
SPEC-950 | O ring 33x1mm, black, NBR | SuSub-44 | ROEIRASA
SPEC-953 | MHR-b Console Label CE Version | SuSub-21 | TUKAN SOMOS IMPRESORES SLL
SPEC-954 | MHR-b Calibration Port Label CE version | SuSub-21 | TUKAN SOMOS IMPRESORES SLL
SPEC-957 | SINGLE-Aesth-810-b Yellow Label - Italy | SuSub-21 | TUKAN SOMOS IMPRESORES SLL
SPEC-958 | Elastic rope coil length 150 m, diameter 2mm (meter a stock por mts) | SuSub-4 | ALSABE EFECTOS NAVALES E INDUSTRIALES SL
SPEC-959 | Tensioner, black | SuSub-4 | ALSABE EFECTOS NAVALES E INDUSTRIALES SL
SPEC-96 | Molex 43025-0400 | SuSub-31 | FARNELL
SPEC-96 | Molex 43025-0400 | SuSub-41 | MOUSER ELECTRONICS INCORPORATED
SPEC-96 | Molex 43025-0400 | SuSub-8 | DIGI-KEY
SPEC-960 | Plastic cord terminal (tapanudos) | SuSub-4 | ALSABE EFECTOS NAVALES E INDUSTRIALES SL
SPEC-961 | BOTE LOCTITE SUPER GLUE-3 SIN PINCEL | SuSub-4 | ALSABE EFECTOS NAVALES E INDUSTRIALES SL
SPEC-962 | HARA0501 [HC-300/500 PROBE 8cm] (sonda de temperatura) | SuSub-5 | AQ-ARIUM SOLUTIONS S.L.
SPEC-965 | 094901 [Hydrating Conductor Spray, 250ml] | SuSub-93 | LABORATORIOS KLEIN COSMÉTICA S.L.U.
SPEC-966 | Through Hole Resistor, 0.33 ohm | SuSub-31 | FARNELL
SPEC-967 | Flat Tip Screw, ISO 4026, DIN 913, M4 x 0.7 mm Thread, 16 mm Long, SS | SuSub-4 | ALSABE EFECTOS NAVALES E INDUSTRIALES SL
SPEC-97 | MHR Handpiece hardcase + Foam | SuSub-66 | Huangshan DRX Industrial Co., Inc.
SPEC-971 | 270230 [Insulated Ring Terminal, M5 Stud Size, 6mm² Wire Size, Yellow] | SUSUB-78 | LUX GIJON
SPEC-972 | 270250 [Insulated Ring Terminal, M8 Stud Size, 6mm² Wire Size, Yellow] | SUSUB-78 | LUX GIJON
SPEC-973 | 06900614 [22AWG TS Wire, OD:2.1mm ,Color:Yellow] | SUSUB-78 | LUX GIJON
SPEC-974 | 06900616 [22AWG TS Wire, OD:2.1mm ,Color:Blue] | SUSUB-78 | LUX GIJON
SPEC-975 | 06900611 [22AWG TS Wire, OD:2.1mm ,Color:White] | SUSUB-78 | LUX GIJON
SPEC-976 | 06900612 [20AWG TS Wire, OD:2.1mm ,Color:Gray] | SUSUB-78 | LUX GIJON
SPEC-977 | 06900617 [22AWG TS Wire, OD:2.1mm ,Color:Brown] | SUSUB-78 | LUX GIJON
SPEC-978 | 06900610 [20AWG TS Wire, OD:2.1mm ,Color:Black] | SUSUB-78 | LUX GIJON
SPEC-979 | 06900613 [20AWG TS Wire, OD:2.1mm ,Color:Red] | SUSUB-78 | LUX GIJON
SPEC-98 | Power Supply - Vega Lite 750 | SuSub-19 | KOLBI ELECTRONICA S.A.
SPEC-980 | 06900615 [22AWG TS Wire, OD:2.1mm ,Color:Green] | SUSUB-78 | LUX GIJON
SPEC-982 | 02201406 [16AWG TS Wire, OD:2.9mm ,Color:Blue] | SUSUB-78 | LUX GIJON
SPEC-983 | 02201400 [16AWG TS Wire, OD:2.9mm ,Color:Black] | SUSUB-78 | LUX GIJON
SPEC-984 | 02201403 [16AWG TS Wire, OD:2.9mm ,Color:Red] | SUSUB-78 | LUX GIJON
SPEC-985 | 02201506 [14AWG TS Wire, OD:2.9mm ,Color:Blue] | SUSUB-78 | LUX GIJON
SPEC-986 | AHR Base | SuSub-13 | LASER GALICIA S.L.
SPEC-987 | AHR TOP (Electronics support top cover) | SuSub-13 | LASER GALICIA S.L.
SPEC-988 | AHR BACK V1 (Back cover) | SuSub-13 | LASER GALICIA S.L.
SPEC-989 | AHR LTOP (Frontal adjustment bracket ) | SuSub-13 | LASER GALICIA S.L.
SPEC-99 | Touchscreen - IDK-1115R-50XGA1 | SuSub-2 | Advantech Europe B.V.
SPEC-99/DF | ASM-0278 [Touchscreen Advantech - IDK-1115R-50XGA1] DEFECTUOSO | SuSub-2 | Advantech Europe B.V.
SPEC-990 | AHR LCHILLER (Chiller adjustment bracket) | SuSub-13 | LASER GALICIA S.L.
SPEC-991 | 1222507 [Fan Cooling Heat Sink, Hollow Fin Device, 0.175 °C/W, 74 mm, 62 mm] | SuSub-31 | FARNELL
SPEC-992 | VS-FC420SA10 [Transistor MOSFET, Canal N, 435 A, 100 V, 0.0013 ohm, 10 V, 2.9 V, SOT-227] | SuSub-31 | FARNELL
SPEC-993 | 2251113 [Discharge resistance, 47 ohms, WPRT Series, 50 W, ± 5%, Solder Tabs] | SuSub-31 | FARNELL
SPEC-994 | 902-978 [Thermostat IDNext 902-978] | SuSub-42 | PECOMARK
SPEC-995 | 2022864 [CABLE GLAND V-TEC M16X1,5 GRCL] | SuSub-4 | ALSABE EFECTOS NAVALES E INDUSTRIALES SL
SPEC-996 | RTF2016 [AHR coolant filter] | SuSub-4 | ALSABE EFECTOS NAVALES E INDUSTRIALES SL
SPEC-997 | 231303 [FEMALE TERM BLOCK PLUG 3POS 5.08MM] | SuSub-45 | RS AMIDATA SAU
SPEC-998 | 231633 [MALE TERM BLOCK PLUG 3POS 5.08MM] | SuSub-45 | RS AMIDATA SAU
SPEC-999 | S286A-2 [AHR Keyswitch] | SuSub-31 | FARNELL
SU-1 | Leaseir MHR Laser System 110 Single 810 | SuSub-16 | EQUALTIA CENTRO ESP. EMPLEO
SU-1 | Leaseir MHR Laser System 110 Single 810 | SuSub-32 | INSYTE
SU-10 | Leaseir MHR Xcell 220 Quad 810-b | SuSub-16 | EQUALTIA CENTRO ESP. EMPLEO
SU-10 | Leaseir MHR Xcell 220 Quad 810-b | SuSub-32 | INSYTE
SU-2 | Leaseir MHR Laser System 110 Dual 810 | SuSub-16 | EQUALTIA CENTRO ESP. EMPLEO
SU-2 | Leaseir MHR Laser System 110 Dual 810 | SuSub-32 | INSYTE
SU-22 | Leaseir MHR Laser System 230 Dual 810 | SuSub-16 | EQUALTIA CENTRO ESP. EMPLEO
SU-22 | Leaseir MHR Laser System 230 Dual 810 | SuSub-32 | INSYTE
SU-3 | Leaseir MHR Laser System 110 Quad 810 | SuSub-16 | EQUALTIA CENTRO ESP. EMPLEO
SU-3 | Leaseir MHR Laser System 110 Quad 810 | SuSub-32 | INSYTE
SU-4 | Leaseir MHR Laser System 230 Single 810 | SuSub-16 | EQUALTIA CENTRO ESP. EMPLEO
SU-4 | Leaseir MHR Laser System 230 Single 810 | SuSub-32 | INSYTE
SU-5 | Leaseir MHR Laser System 230 Dual 810 | SuSub-16 | EQUALTIA CENTRO ESP. EMPLEO
SU-5 | Leaseir MHR Laser System 230 Dual 810 | SuSub-32 | INSYTE
SU-6 | Leaseir MHR Laser System 230 Quad 810 | SuSub-16 | EQUALTIA CENTRO ESP. EMPLEO
SU-6 | Leaseir MHR Laser System 230 Quad 810 | SuSub-32 | INSYTE
SU-7 | Leaseir MHR Xcell 110 Dual 810-b | SuSub-16 | EQUALTIA CENTRO ESP. EMPLEO
SU-7 | Leaseir MHR Xcell 110 Dual 810-b | SuSub-32 | INSYTE
SU-8 | Leaseir MHR Xcell 110 Quad 810-b | SuSub-16 | EQUALTIA CENTRO ESP. EMPLEO
SU-8 | Leaseir MHR Xcell 110 Quad 810-b | SuSub-32 | INSYTE
SU-9 | Leaseir MHR Xcell 220 Dual 810-b | SuSub-16 | EQUALTIA CENTRO ESP. EMPLEO
SU-9 | Leaseir MHR Xcell 220 Dual 810-b | SuSub-32 | INSYTE
TM-2 | Leaseir MHR Xcell Cosmetic Technical Service Manual | SuSub-21 | TUKAN SOMOS IMPRESORES SLL
TM-5 | Leaseir MHR Xcell Cosmetic Technical Service Manual (French) | SuSub-21 | TUKAN SOMOS IMPRESORES SLL
TM-6 | Leaseir MHR Xcell Cosmetic Technical Service Manual (Spanish) | SuSub-21 | TUKAN SOMOS IMPRESORES SLL
TRANS-1 | TRANSLATION SERVICIES | SuSer-4 | Siens Translation S.L
TRANS-1. | TRANSLATION SERVICIES | SuSer-4 | Siens Translation S.L
UM-1 | Leaseir MHR Laser System 110 and 230 User Manual (v6_en_Jun 12 2023_English) | SuSub-21 | TUKAN SOMOS IMPRESORES SLL
UM-10 | Leaseir MHR Laser System 110 and 230 User Manual (Italian) | SuSub-21 | TUKAN SOMOS IMPRESORES SLL
UM-11 | Leaseir MHR Laser System Hair Removal Protocol (Ukrainian) | SuSub-21 | TUKAN SOMOS IMPRESORES SLL
UM-12 | Leaseir MHR Laser System Hair Removal Protocol (Italian) | SuSub-21 | TUKAN SOMOS IMPRESORES SLL
UM-13 | Leaseir MHR Laser System Hair Removal Protocol (Turkish) | SuSub-21 | TUKAN SOMOS IMPRESORES SLL
UM-14 | Leaseir MHR Laser System Hair Removal Protocol (Arabic) | SuSub-21 | TUKAN SOMOS IMPRESORES SLL
UM-15 | Leaseir MHR Laser System Brochure (Ukrainian) | SuSub-21 | TUKAN SOMOS IMPRESORES SLL
UM-16 | Leaseir MHR Laser System Brochure (Turkish) | SuSub-21 | TUKAN SOMOS IMPRESORES SLL
UM-17 | Leaseir MHR Laser System Brochure (Arabic) | SuSub-21 | TUKAN SOMOS IMPRESORES SLL
UM-18 | Leaseir MHR Laser System Brochure (Italian) | SuSub-21 | TUKAN SOMOS IMPRESORES SLL
UM-19 | Leaseir MHR Laser System Brochure (Russian) | SuSub-21 | TUKAN SOMOS IMPRESORES SLL
UM-2 | Leaseir MHR Laser System Hair Removal Protocol (English) | SuSub-21 | TUKAN SOMOS IMPRESORES SLL
UM-20 | Leaseir MHR Laser System Hair Removal Protocol (Russian) | SuSub-21 | TUKAN SOMOS IMPRESORES SLL
UM-21 | Leaseir MHR Laser System 110 and 230 User Manual (Russian) | SuSub-21 | TUKAN SOMOS IMPRESORES SLL
UM-22 | Leaseir MHR Laser System 110 and 230 User Manual (French) | SuSub-21 | TUKAN SOMOS IMPRESORES SLL
UM-23 | Leaseir MHR Laser System Brochure (French) | SuSub-21 | TUKAN SOMOS IMPRESORES SLL
UM-24 | Leaseir MHR Laser System Hair Removal Protocol (French) | SuSub-21 | TUKAN SOMOS IMPRESORES SLL
UM-26 | Leaseir MHR Laser System Hair Removal Protocol (German) | SuSub-21 | TUKAN SOMOS IMPRESORES SLL
UM-27 | Leaseir MHR Laser System Brochure (German) | SuSub-21 | TUKAN SOMOS IMPRESORES SLL
UM-3 | Leaseir MHR Laser System Brochure (English) | SuSub-21 | TUKAN SOMOS IMPRESORES SLL
UM-4 | Leaseir MHR Laser System 110 and 230 User Manual (Spanish) | SuSub-21 | TUKAN SOMOS IMPRESORES SLL
UM-5 | Leaseir MHR Laser System Brochure (Spanish) | SuSub-21 | TUKAN SOMOS IMPRESORES SLL
UM-6 | Leaseir MHR Laser System Hair Removal Protocol (Spanish) | SuSub-21 | TUKAN SOMOS IMPRESORES SLL
UM-7 | Leaseir MHR Laser System 110 and 230 User Manual (Ukrainian) | SuSub-21 | TUKAN SOMOS IMPRESORES SLL
UM-8 | Leaseir MHR Laser System 110 and 230 User Manual (Arabic) | SuSub-21 | TUKAN SOMOS IMPRESORES SLL
UM-9 | Leaseir MHR Laser System 110 and 230 User Manual (Turkish) | SuSub-21 | TUKAN SOMOS IMPRESORES SLL
UM-9 | Leaseir MHR Laser System 110 and 230 User Manual (Turkish) | SuSub-23 | TECN Y PROY DE INGENIERÍA SL
UM-9 | Leaseir MHR Laser System 110 and 230 User Manual (Turkish) | SuSub-29 | DONGGUAN ZHUOHANG LTD